## All
South Coast Air Quality Management District (South Coast AQMD)
RULE 1146.2 - EMISSIONS OF OXIDES OF NITROGEN FROM LARGE WATER HEATERS AND SMALL BOILERS AND PROCESS HEATERS
LIST OF CERTIFIED UNITS PURSUANT TO RULE 1146.2 (Updated May 23, 2025)
NOTE: The South Coast AQMD does not endorse or warrant any specific product or manufacturer
Company/Brand Name | Type 2 (> 400,000--2,000,000 BTU/HR) (Complies with 14 ng/J or 20 ppm NOx @ 3% O2) | Type 1 (< 400,000 BTU/HR) (Complies with 14 ng/J or 20 ppm NOx @ 3% O2) | Type 1 (< 400,000 BTU/HR) (Complies with 40 ng/J or 55 ppm NOx @ 3% O2) (Certification expires 12/31/2011, Except for Pool Heaters) (Sell-through until 12/31/2012, Except for Pool Heaters) | CONTACT Phone/E-mail/Web
Advanced Thermal Hydronics (ATH) / Mestek | KN-6, KN-10, KN-16, KN-20 KN6+, KN10+, KN16+, KN20+ KNX6+, KNX10+, KNX16+, KNX20+ AB1250, AB1250X, AW1250, AW1250X, AB1500, AB1500X, AW1500, AW1500X, AB2000, AB2000X, AW2000, AW2000X | KN-2, KN-4 |  | John Chicoine 413-564-5872 Jchicoine@mestek.com
Aerco International Inc. | Benchmark: BMK 1.5, BMK 2.0 LN MLX-454, MLX-606, MLX-757, MLX-909, MLX-1060, BMK750, BMK1000, BMK1500, BMK2000, MLX EXT 481, MLX EXT 641, MLX EXT 802, MLX EXT 962, MLX EXT 1530, MLX EXT 1912, AM 500B, AM 500W, AM 750B, AM 750W, AM 1000B, AM 1000W MLX EXT 450, MLX EXT 600, MLX EXT 800, MLX EXT 1123, MLX EXT 1100, MLX EXT 1500 MLX EXT 450 2S, MLX EXT 600 2S, MLX EXT 800 2S, MLX EXT 1100 2S, MLX EXT 1500 2S Innovation: INN (600, 650, 750, 800, 850, 975, 1060, 1350) INN 600N, INN 800N, INN 1060N, INN 1350N | Esteem: EST 399 MLX-303, MLX EXT 321, AM 399B, AM 399W, AM 199R, AM 250R, AM399R, AM 500R |  | Peter Rimassa primassa@aerco.com Jerry Fioriti Jfioriti@aerco.com Earl Rightmier Erightmier@aerco.com 201-768-2400
Afras Industries |  | VIRON 450N HiNRG400N |  | Reza Afshar 805-230-0011
Ace Heaters, LLC (Ace Heating Solutions LLC, Ajax Boiler) | WCP-050I-N, WCP-050W-N, WCP-100I-N, WCP-100W-N, WCP-150I-N, WCP-150W-N, WCP-200I-N, WCP-200W-N, WPG-525, WRPG-525, WPG-1050, WRPG-1050, WPG-1500, WRPG-1500, WPG-2000, WRPG-2100, BP-5-G, BP-7-G, BP-8-G, BP-11-G, BP-13G, BP-15-G, SRPG-12, SRPG-25, SRPG-35, SRPG-50, HRPG-12, HRPG-25, HRPG-35, HRPG-50, A050, A050G, A050G-W, A075, A075G, A075G-W,A100, A100G, A100G-W,A150, A150G, A150G-W,A200, A200G, A200G-W,A250, A250G, A250G-W,A300, A300G, A300G-W, T-200 | BP-2-G, BP-3-G, BP-4-G |  | Kooshiar Karimi (951)738-2230 kkarimi@aceheaters.com www.aceheaters.com
American Standard Water Heaters Corp. | ND80-512LN ULN80-512 AS | HE-70-125, HE-100-150, HE-100-199, HE-100-250, ULN75-76AS, ULN80-125AS, ULN80-165AS, ULN80-180AS, ULN80-199AS, ULN100-76AS, ULN100-83AS, ULN100-199AS, ULN100T-199AS, ULN100-250AS, ULN100-270AS, ULN100-300AS, ULN80-365AS, ULN80-399AS TCWH199S-AS, TCWH180S-AS, TCWH150S-AS PLR 75-76 AS 6, PLC 75-76 AS 4, PLR 75-76 AS 12, PLR 100-76 AS 6, PLC 100-76 AS 4, PLR 100-76 AS 12 | N 75-76 AS, N 100-83 AS, D80-165 AS, D80-199 AS, D80-180AS, D75-365 AS, D75-365 ASME, D75-399AS, D75-399ASME, D80-512AS, D80-512ASME, D100-270AS, D100-270ASME, D100-250AS, D100-250ASME, D100-199AS, D100T-199AS, ND80-125-AS, ND80-512AS, ND80-512ASME, ND100-300AS, ND100-300ASME | Victor Yanez Platform Manager victor.yanez@ariston.com Clarissa Solis Certifications & Regulations Clarissa.solis@ariston.com www.waterheating.com
American Water Heater-1 (A. O. Smith) | HCG3-119T500-4N 200, AHCG3-199T500-4N 200 (A)HCG3119T5004N (300) AHCG3119T5004 400 | HCG3-60T120-3N 200, AHCG3-60T120-3N 200, HCG3-100T150-3P 201, AHCG3-100T150-3P 201, HCG3-100T199-3P 201, AHCG3-100T199-3P 201, HCG3-100T250-3P 201, AHCG3-100T250-3P 201, HCG3-119T300-4N 200, AHCG3-199T300-4N 200, HCG3-119T400-4N 200, AHCG3-199T400-4N 200, BCN375T54NV100, UG6275T754NV100 GT-110C-N, GT-310C-N, GT-510C-N, GT-110U-I 200, GT-110U-E 200, GT-310U-I 200, GT-310U-E 200, GT-510U-I 200, GT-510U-E 200 (A)HCG3119T2504N (300) (A)HCG360T1203N (300), (A)HCG3100T1503N (300), (A)HCG3100T1993N (300), (A)HCG3100T2503N (300), (A)HCG3119T3004N (300), (A)HCG3119T4004N (300) VG6250T100 MV 400, VG6275T100MV 400 (A)HCG360T1003 400, (A)HCG360T1203 400, (A)HCG360T1493 400, (A)HCG3100T1503 400, (A)HCG3100T1993 400, (A)HCG3100T2503 400 AHCG3119T2514 400, AHCG3119T3004 400, AHCG3119T4004 400 | G (1,3,5,6,8,9,10,12)2-75T75-4NO CG (1,3,5,6,8,9,10,12)2-75T75-4NO PBG(1,3,5,6,8,9,10,12)2-34S852NO PBCG(1,3,5,6,8,9,10,12)2-34S852NO PBG(1,3,5,6,8,9,10,12)2-50T852NO PBCG(1,3,5,6,8,9,10,12)2-50T852NO PG (1,3,5,6,8,9,10,12) 34-100-2NV PGC (1,3,5,6,8,9,10,12) 34-100-2NV PG(1,3,5,6,8,9,10,12) 50-175-3NV PGC(1,3,5,6,8,9,10,12) 50-175-3NV PG(1,3,5,6,8,9,10,12) 50-199-3NV PGC(1,3,5,6,8,9,10,12) 50-199-3NV PG(1,3,5,6,8,9,10,12)34-130-2NV PGC(1,3,5,6,8,9,10,12) 34-130-2NV PG(1,3,5,6,8,9,10,12) 50-130-2NV PGC(1,3,5,6,8,9,10,12) 50-130-2NV PVG(1,3,5,6,8,9,10,12)2-75T75-3NO PVCG(1,3,5,6,8,9,10,12)2-75T75-3NO PG(1,3,5,6,8,9,10,12)34-150-NV PCG(1,3,5,6,8,9,10,12)34-150-2NV G(1,3,5,6,8,9,10,12)2-100T77-4NOV CG(1,3,5,6,8,9,10,12)2-100T77-4NOV DCG3-100T199-6N(O,X,M,H,C,V) DCG5-100T199-6N(O,X, M,H,C,V) DCG6-100T199-6N(O,X,M,H,C,V) DCG(3,5,6)-100T270-7N(O)V ADCG(3,5,6)-100T270-7N(O)V PG(3,5,6,10,12)100-199-3NV PGC(3,5,6,10,12)100-100-3NV GT 305 NI200 GT 305 NE200 GT 505 NI200 GT 505 NE200 BCG3-95T199-6NOX-108, ABCG3-95T199-6NOX-108 (9/22/10) | Gary Delph 423-434-1540 gdelph@hotwater.com
American Water Heater-2 (A. O. Smith) |  | VG6250T100NV*, VG6250T 100NV 130, VG6275T 100NV 130 (A)HCG3-60T120-3N* (A)HCG3-100T150-3N* (A)HCG3-100T199-3N* (A)HCG3-100T250-3N* (A)HCG3130T300-3N* (A)HCG3130T400-3N* BCL395T1996NOX100, BCL385T2756NOX100, ABCL385T2756NOX100, BCL385T3906NOX100, ABCL385T3906NOX100, GT 110UI 100, GT 110UE 100, GT 310UI 100, GT 310UE 100, GT 510UI 100, GT 510UE 100, GT 240NIH 100, GT 240NEH 100, GT 340NIH 100, GT 340NEH 100, GT 540NIH 100, GT 540NEH 100, GT140NIH100, GT140NEH100, BCN3100T754NV100, UG62100T754NV100, BBCN375T754NV100, UBG6275T754NV100, BCL380T1206NOX 104, BCL380T1206NOX 200,BCL380T1546NOX 104, BCL380T1546NOX 200, BCL380T1806NOX 200, BCL395T1806NOX 104, BCL395T1996NOX 104, BCL395T2506NOX 104, BCL3100T2506NOX 200, BCL3100T2756NOX 200, ABCL3100T2756NOX 200, ABCL395T2506NOX 104, BCL385T2756NOX 104, ABCL385T2756NOX 104, BCL385T3106NOX 104, ABCL385T3106NOX 104, ABCL3100T2506NOX 200, BCL385T3666NOX 104, ABCL385T3666NOX 104, BCL385T3906NOX 104, ABCL385T3906NOX 104, BCL3100T1996NOX200, BCL380T1996NOX200, BCL386T3106NOX 200, ABCL386T3106NOX 200, BCL386T3666NOX 200, ABCL386T3666NOX 200, BCL386T3906NOX 200, ABCL386T3906NOX 200, GT-540P-NIH, GT-540P-NEH "A", added to the prefix indicates ASME construction. | CG32 100T77 4 NOV* G62 100T77 4 NOV* BCG3 70T 120-5NOX* BCG3-80T150-6NOX* BCG3 100T 180-6NOX* BCG3 100T 199-6NOX* (A)BCG3 95T 199-6NOX* (A)BCG3 100T 200-6NOX* (A)BCG3-100T 250-6NOX* (A)BCG3 100T 275-6NOX* (A)BCG3 85T 310-6NOX* (A)BCG3 85T 366-6NOX* (A)BCG3 85T 390-6NOX* BCG3-95T199-6NOX*, ABCG3-95T199-6NOX* (9/22/10) *Additional Leters and/or numbers will be placed here to indicate trim packages and/or tracking numbers. "A", added to the prefix indicates ASME construction. | Joe Wallace 843-335-8281 x462 jwallace@hotwater.com
American Water Heater-3 (A. O. Smith) |  | PG10341002NV200, PGC3341302NV200, PG10341302NV200, PGC3341502NV200, PG10341502NV200, PGC3501302NV200, PG10501302NV200, PGC3501502NV200, PG10501502NV200, PGC3501753NV200, PG10501753NV200, PGC3501993NV200, PG10501993NV200 | PG(3,5,6,9,10,12)50-150-2NV PGC(3,5,6,9,10,12)50-150-2NV DCG(3,5,6)-80T199-6NOV DCG3-75T125-5NOV DCG3-75T300-7NOV DCG5-75T300-7NOV DCG6-75T300-NOV ADCG3-75T300-7NOV ADCG5-75T300-7NOV ADCG6-75T300-7NOV DCG3-80T399-8NOV DCG5-80T399-8NOV B75 GT-305I GT-305E GT-505I GT-505E GT-705I GT-705E AGT-705I AGT-705E | G. Russell Haynes 423-975-2473 ruhaynes@hotwater.com
Apollo Hydroheat & Cooling (A. O. Smith) |  |  | A6 75 XRRS* A10 75 XRRS* A6 75 YRVIT L* A10 75 YRVIT L* *Additional Letters and/or numbers will be placed here to indicate trim packages and/or tracking numbers. | Joe Wallace 843-335-8281 x462 jwallace@hotwater.com
A.O. Smith | VB/VW(500-100, 750-100, 1000-100, 1500-100, 2000-100) BTH 500, BTP 540A, BTP 650A, BTH 500 200, BTH 500A 200 BTH 500(A) (300, 350) BTH 500A 400 XB(1000, 1300, 1700, 2000) XWH(500, 600, 700, 800, 1000, 1300, 1700, 2000) GW 500 400, GB 500 400, GW 650 400, GB 650 400, GW 750 400, GB 750 400, GW 1000 500, GB 1000 500, GW 1300 500, GB 1300 500, GW 1850 500, GB 1850 500, GW 2000 500, GB 2000 500, GWH0400N, GWH0500N, GWH0650N, GWH0750N, GWH1000N, GWH1250N, GWH1450N, GWH1800N, GWH2100N, GWH2100N(CA), VWH0500N, VWH0750N, VWH1000N, VWH1500N, VWH2000N, VWH2000N(CA) *Additional Letters and/or numbers may be placed (as suffix) to indicate trim packages and/or tracking numbers. PWH0500N, PWH0650N, PWH0800N, PWH1000N, PWH1250N, PWH1500N, PWH2000N BTHS 1000A 100, BTHS 750A 100 | BTX 100*, BTX 100 130, BTXL 100 130, GDHE 50*, GDHE 50 130, GDHE 75 130 BTH 120*, BTH 150*, BTH 199*, BTH 250* BTH 300*, BTH 400*400 400, GW 400 400 BTL 199 100, BTL 275 100, BTL 275A 100, BTL 400 100, BTL 400A 100, GW 300 400, GW 400 400, GB 300 400, GB 400 400 *Additional Letters and/or numbers may be placed (as suffix) to indicate trim packages and/or tracking numbers. AT-H3J-DV-N, AT-H3J-OS-N, AT-H3S-DV-N, AT-H3S-OS-N, AT-H3-DV-N, AT-H3-OS-N, AT-H3M-DV-N, AT-H3M-OS-N, ATI 240H 100, ATO 240H 100, ATI 340H 100, ATO 340H 100, ATI 540H 100, ATO 540H 100, ATI-240H-N, ATI-240H-N, ATI-540H-N, ATI140H100, ATO140H100, BLN 75 100, GCBN 75 100, BL 100 100, GCN 100 100, BTL 120 104, BTL 120 200, BTL 154 104, BTL 154 200, BTL 180 104, BTL 180 200, BTL 199 104, BTL 199 200, BTL 198 200, BTL 250 104, BTL 250A 104, BTL 250 200, BTL 250A 200, BTL 275 104, BTL 275A 104, BTL 275 200, BTL 275A 200, BTL 310 104, BTL 310A 104, BTL 310 200, BTL 310A 200, BTL 366 104, BTL 366A 104, BTL 366 200, BTL 366A 200, BTL 400 104, BTL 400A 104, BTL 400 200, BTL 400A 200, BTH 120 200, BTH 120A 200, BTH 150 200, BTH 150A 200, BTH 199 200, BTH 199A 200, BTH 250 200, BTH 250A 200, BTH 300 200, BTH 300A 200, BTH 400 200, BTH 400A 200, BL 80 100, GCN75100, ATI-110U200, ATO-110U200, ATI-310U200, ATO-310U200, ATI-510U200, ATO-510U200, XWH(150,200,285,400), ATI-540P-N, ATO-540P-N, GSP100200, BSS130200, GSP130200, BSS150200, GSP150200, BTS130200, GTP130200, BTS150200, GTP150200, BTS175200, GTP175200, BTS199200, GTP199200 ACT-199I-N, ATX-199-N-100, ACT-199O-N PWH0400N BTH 251A 350 BTH 120(A) (300, 350), BTH 150(A) (300, 350), BTH 199(A) (300, 350), BTH 250(A) (300, 350), BTH 300(A) (300, 350), BTH 400(A) (300, 350) BTX 100 400, BTXL 100 400 GDHE 50 400, GDHE 75 400 BTH 100(A) 400, BTH 120(A) 400, BTH 149(A) 400, BTH 150(A) 400, BTH 199(A) 400, BTH 250(A) 400 BTH 251A 400, BTH 300A 400, BTH 400A 400 ATI-540HX3-N, ATO-540HX3-N, ATI-340HX3-N, ATO-340HX3-N, ATI-240HX3-N, ATO-240HX3-N THR-199M ATHR-160M ***, ATHR-160X3 ***, GT15THR-160M ***, GT15THR-160X3 *** ATHR-180M ***, ATHR-180X3 ***, GT15THR-180M ***, GT15THR-180X3 *** ATHR-199M ***, ATHR-199X3 ***, GT15THR-199M ***, GT15THR-199X3 *** TM-199M-N ATM-160M-N ***, ATM-160X3-N ***, GT15TM-160M-N ***, GT15TM-160X3-N *** ATM-180M-N ***, ATM-180X3-N ***, GT15TM-180M-N ***, GT15TM-180X3-N *** ATM-199M-N ***, ATM-199X3-N ***. GT15TM-199M-N ***, GT15TM-199X3-N *** State: GTS-540X3-NIH, GTS-540X3-NEH, GTS-340X3-NIH, GTS-340X3-NEH, GTS-240X3-NIH, GTS-240X3-NEH STHR-160M ***, STHR-160X3 ***, STHR-180M ***, STHR-180X3 ***, STHR-199M ***, STHR-199X3 *** STM-160M-N ***, STM-160X3-N ***, STM-180M-N ***, STM-180X3-N ***, STM-199M-N ***, STM-199X3-N *** American: GT-540X3-NIH, GT-540X3-NEH, GT-340X3-NIH, GT-340X3-NEH, GT-240X3-NIH, GT-240X3-NEH MTHR-160M ***, MTHR-160X3 ***, MTHR-180M ***, MTHR-180X3 ***, MTHR-199M ***, MTHR-199X3 *** MTM-160M-N ***, MTM-160X3-N ***, MTM-180M-N ***, MTM-180X3-N ***, MTM-199M-N ***, MTM-199X3-N *** Takagi: TK-540X3-NIH, TK-540X3-NEH, TK-340X3-NIH, TK-340X3-NEH, TK-240X3-NIH, TK-240X3-NEH Reliance: TS-540X3-GIH, TS-540X3-GEH, TS-340X3-GIH, TS-340X3-GEH, TS-240X3-GIH. TS-240X3-GEH RTHR-160M ***, RTHR-160X3 ***, RTHR-180M ***, RTHR-180X3 ***, RTHR-199M ***, RTHR-199X3 *** RTM-160M-N ***, RTM-160X3-N ***, RTM-180M-N ***, RTM-180X3-N ***, RTM-199M-N ***, RTM-199X3-N *** Lochinvar: LTI-540X3-N, LTO-540X3-N, LTI-340X3-N, LTO-340X3-N, LTI-240X3-N, LTO-240X3-N LTHR-160M ***, LTHR-160X3 ***, LTHR-180M ***, LTHR-180X3 ***, LTHR-199M ***, LTHR-199X3 *** LTM-160M-N ***, LTM-160X3-N ***, LTM-180M-N ***, LTM-180X3-N ***, LTM-199M-N ***, LTM-199X3-N *** | BTN 80* BTN 100* BTN 120*, BTN 154*, BTN 180*, BTN 199*, BTN 199C* BTN 200*, BTN 250*, BTN 275*, BTN 310*, BTN 366*, BTN 400*, BT 100*, FSG 100*, FGR 100*, FCG 100*, PCG 100*, BT 100* BT 80*, FSG 75*, FGR 75*, FCG 75* FPSH 75*, BTF 75*, BTF 80*, GPS 75*, BTI 80* BTX 75*, GPVH 50*, BTX 80*, GPHE 50*, BTP 740A* SDX80-140NE*, SDX100-199NE*, SDX100-260NW*, SDX80-140NE* SDX100-199NE*, SDX 100-260NE*, RTF 120*, GB/GW200*, GB/GW300* BTN-199C* (9/22/10) *Additional Letters and/or numbers will be placed here to indicate trim packages and/or tracking numbers. | Joe Wallace 843-335-8281 x462 jwallace@hotwater.com
A.O. Smith (Canada) |  | AT-H3J-DV-N, AT-H3S-DV-N, AT-H3-DV-N AO Smith Signature: GT15C-540H 100 | A.O.Smith: HYB-90N State: GPH-90N American: GH-90N Lowe's: NHG90 Kenmore (Sears): 153.331010 Reliance: PH-90G US Craftmaster: HG-90N AO Smith Signature: GT15C-310 100 | Arman Shahabi 519-843-1616 x4112 ashahabi@hotwater.com
A.O. Smith Water Products Company (Takagi Tankless Division) |  | ATI 110U 100, ATI-110U-N, ATO 110U 100, ATI 310U 100, ATI-310U-N, ATO 310U 100, ATI 510U 100, ATI-510U-N, ATO 510U 100, ATI-100C-N, ATI-310C-N, ATI510C-N AT-KJr3U-CV-NG, AT-K5U-CV-NG, AT-D3U-CV-NG, ATI-100C-N, ATI-310C-N, ATI-510C-N AT-199X3P 100, GT15-199X3P 100 AT-180X3P 100, GT15-180X3P 100 AT-160X3P 100, GT15-160X3P 100 AT-K5U-CV-SCM, AT-D3U-CV-SCM* ATI-310CX3, ATI-510CX3 State: GTS-110C-N, GTS-310C-N, GTS-510C-N SCT-199I-N, STX-199-N-100, SCT-199O-N GTS-199X3P 100, GTS-180X3P 100, GTS-160X3P 100 GTS-310CX3. GTS-510CX3 American: GT-110C-N, GT-310C-N, GT-510C-N MCT-199I-N, MTX-199-N-100, MCT-199O-N GT-199X3P 100, GT-180X3P 100, GT-160X3P 100 GT-310CX3, GT-510CX3 Takagi: TK-110C-N, TK-310C-N, TK-510C-N TCT-199I-N,TCT-199O-N TK-199X3P 100, TK-180X3P 100, TK-160X3P 100 TK310CX3, TK510CX3 Reliance: TS-110C-G, TS-310C-G, TS510C-G TS-199X3P 100, TS-180X3P 100, TS-160X3P 100 TS-310CX3, TS-510CX3 US Craftmaster: GTU-110C-N, GTU-310C-N, GTU-510C-N John Woods: JCT-199-N JWT-199X3P 100, JWT-180X3P 100, JWT-160X3P 100 GSW: GSWT-199X3P 100, GSWT-180X3P 100, GSWT-160X3P 100 Lochinvar: LT-199X3P 100, LT-180X3P 100, LT-160X3P 100 LTI-310CX3, LTI-510CX3 | Takagi: T-KJr2-IN-N, T-KJr2-OS-N, T-K4-IN-N, T-K4-OS-N, T-D2-IN-N, T-D2-OS-N T-H2S-DV-N, T-H2S-OS-N AO Smith: ATI 110 100, ATO 110 100, ATI 310 100, ATO 310 100, ATI 510 100, ATO 510 100, ATI 520H 100, ATO 520H 100, ATIO 710 100, ATIO 710A 100, ATIO 910 100, ATIO 910A 100, ATI 320H 100, ATO 320H 100 State: GTS 110NI 100, GTS 110NE 100, GTS 310NI 100, GTS 310NE 100, GTS 510NI 100, GTS 510NE 100, GTS 520NIH 100, GTS 520NEH 100, GTS 710NIE 100, GTS710NIE A 100, GTS 910NIE 100, GTS 910NIE A 100, GTS 320NIH 100, GTS 320NEH 100 American: GT110NI 100, GT110NE 100, GT310NI 100, GT310NE 100, GT510NI 100, GT510NE 100, GT520NIH 100, GT 520NEH 100, GT710NIE 100, AGT710NIE 100, GT910NIE 100, AGT910NIE 100, GT320NIH 100, GT320NEH 100 Reliance: TS110GI 100, TS110GE 100, TS310GI 100, TS310GE 100, TS510GI 100, TS510GE 100, TS520GIH 100, TS520GEH 100, TS320GIH 100, TS320GEH 100 US Craftmaster: GTU110NI 100, GTU110NE 100, GTU310NI 100, GTU310NE 100, GTU510NI 100, GTU510NE 100, GTU520NIH 100, GTU520NEH 100, GTU320NIH 100, GTU320NEH 100 Rainsoft: GTR110NI 100, GTR110NE 100, GTR310NI 100, GTR310NE 100, GTR510NI 100, GTR510NE 100, GTR510NIH 100, GTR510NEH 100 Kenmore: 154.332000, 154.332020, 154.335000, 154.335020, 154.336000, 154.336020 John Wood: JWT-110-N, JWT-310-N, JWT-510-N, JWT-520-N, JWT-710-N, JWT-710-AN, JWT-910-N, JWT-910-AN, JWT-320-N GSW: GSWT-110-N, GSWT-310-N, GSWT-510-N, GSWT-520H-N, GSWT-710-N, GSWT-710-AN, GSWT-910-N, GSWT-910-AN, GSWT-320H-N | Peter Phan 949-770-7171 x 2179 pphan@hotwater.com Indahwati Widjaja 949-770-7171 x2178
Ariston USA LLC (formerly HTP Comfort Solutions) | MODCON: MODCON500, MODCON850, MODCON300VWH, MODCON500VWH, MODCON850VWH, MODCON 1000, MODCON 1700, MODCON700, MODCON700VWH Elite XL: ELX-500F*, ELX-650F*, ELX-800F*, ELX-1000F*, ELX-1500F*, ELX-2000F* | Phoenix: PH76-50*, PH76-60*, PH76-80*, PH 100-55, PH100-80, PH100-119, PH 130-55, PH 160-55, PH 160-80, PH 160-119, PH 199-55, PH 130-80, PH 130-80S, PH 199-80, PH199-55SA, PH 199-80S, PH 130-119, PH 130-119S, PH 199-119, PH 199-119S, PHP199-119, PHP199-119D, PHP260-119, PHP320-119, PHP399-119, PHM130-80, PHM130-100, PHM199-80, PHM199-100 Versa-Hydro: PHE 100-55, PHE 130-55, PHE 199-55, PHE 130-80, PHE 130-80S, PHE 199-80, PHE 199-80S, PHE 130-119, PHE 130-119S, PHE 199-119, PHE 199-119S Pioneer: PHR 100-55, PHR 130-55, PHR130-55C, PHR160-55, PHR160-55C, PHR 199-55, PHR199-55C Elite: EL-80, EP-80, EL-110, EP-110, EL-150, EP-150, EL-220, EP-220,EP-220VWH, EL-299, EP-299, EP-299VWH, EL-301, EP-301, EP-301VWH, EL-399, EP-399, EP-399VWH MUNCHKIN: T50M, 80M, T80M, 140M, 199M, 199VWH, 299VWH, 399VWH, 399M SUPERSTOR: SE, HE MODCON: MODCON300 ELITE FT: EFT-55, EFT-80, EFT-110, EFT-155, EFT-199, EFT-285, EFT-399 ELITE PLUS: ELP-110, ELP-199 EFTC-199F, EFTC-199W, EFTC-175F, EFTC-175W, EFTC-140F, EFTC-140W, EFTC-120F, EFTC120W, EFTC-100F, EFTC-100W, EFTC-80F, EFTC-80W, RT-180, RT-199, RT-150, EL-80NVWH, EL-110NVWH, EL-150NVWH, EL-220NVWH, EL-299NVWH, EL-399NVWH, UFT199W, UFT175W, UFT-120W, UFT-140W, UFT100W, UFT80W, RTC-199, RTC-180, RTC-150, RTO-199, RTO-180, RTO-150, RTP199, RTP-180, RTP-150, RGH-199, RGH-180, RGH-150, CGH-199, CGH-180, CGH-150, CGHO-199, CGHO-180, CGHO-150, RGH-100F, RGH-76F, RGH-75F, RGH40-100F, RGH20-75F, RGH20-76F, RGH20-100F UFTC-199*, UFTC-175*, UFTC-140*, UFTC-120*, UFTC-100*, UFTC-80* UFT-199*, UFT-175*, UFT-140*, UFT-120*, UFT-100*, UFT-80* RTCO-199, RTCO-180, RTCO-150 RGH-199*, RGHO-199, RGH-180*, RGHO-180, RGH-150*, RGHO-150 CGH-199*, CGH-180*, CGH-150* Elite XL: ELX-400F* ELUD: ELUD-285FBN, ELUD-301FBN, ELUD-399FBN | MC SERIES: MC-50, MC-50W, MC-80, MC-80W, MC-99, MC-99W, MC-120, MC-120W | Ester Perry 774-271-3102 Ester.Perry@aristonthermo.us www.HTPRODUCTS.com
Armstrong | ABH HWDXL‐800, ABH HWDXL‐1000, ABH HWDXL‐1500 ABH HWHXL‐800, ABH HWHXL‐1000, ABH HWHXL‐1500 |  |  | Cory Hoffman 269-244-0391 choffman@armstronginternational.com
Bock Water Heaters, Inc. | OT500N, OT500N-A ODOT500N-A OT500N2, OT500N2-A ODOT500N2, ODOT500N2-A OT600N-A, OT700N-A, OT800N-A, OT900N-A | OT125N, OT150N, OT199N, OT200N, OT200N-A, OT250N, OT250N-A, OT299N, OT299N-A, OT300N, OT300N-A, OT400N, OT400N-A ODOT125N, ODOT150N, ODOT199N, ODOT200N-A, ODOT250N-A ODOT299N-A, ODOT300N-A, ODOT400N-A OT300N2, OT400N2, OT300N2-A, OT400N2-A ODOT300N2, ODOT400N2, ODOT300N2-A, ODOT400N2-A | EZ 75-135N, EZ 80-156N, EZ 80-199N, EZ 100-199N | Mike Steinhafel 608-257-2225 mikes@bockwaterheaters.com
Bosch | GB 312-120, GB 312-160, GB 312-200, GB 312-240, GB 312-280 SSB512, SB625WS(160, 220, 290, 370, 480, 640) SSB800, SSB1000, SSB1000TL | GB162-80, GB162-100, GB 312-90, GWH-C-920 CTDR-EFS-NG, INTEGRA 500 N, C 1210 ESC NG, C 1210 ES NG, C 1050 ES NG, C 950 ES NG, GWH-C-800 CTDR-EFS-NG ZBR 16-3, ZBR 21-3, ZBR 28-3, ZWB 28-3, ZBR 35-3, ZBR 42-3, ZWB 35-3, ZWB 42-3, KBR 16-3, KBR 21-3, KBR 28-3, KBR 35-3, KBR 42-3, KWB 28-3, KWB 35-3, KWB 42-3 830 ES NG, 940 ES NG SSB85, SSB120, SSB160, SSB255, SSB399, T9800(SE160, SEO160, SE199, SEO199, SEC199, SECO199), T9900(SE160, SE199), T9900i(SE199) | GB 162-80 HA, GB 162-100 HA, GWH-2400 CTDR EFS NG, GWH 640 EFS NG, 830 ES NG, INTEGRA 500N, GWH-715 CTDR EFS NG, GWH-2700 CTDR EFS NG, EVOLUTION 500 N, GWH-C 800 CTDR EFS NG, 940 ES NG, 940 ESO NG GB 162-80 LB, GB 162-100 LB Certified to fire at 28,000 BTU/Hr only: AQ125-X-NG, AQ125-FX-NG, AQ125-BNG (Certified to fire at 28,000 BTU/hr only), AQ125-HX-NG GWH-635-ES-N, 250SX-NG 660 EF, 660 EFO (certified by Noritz by extension to Bosch) | Dan Moffroid 603-965-7599 dan.moffroid@us.bosch.com
Bradford White |  | 60-HEC-125-NA, 60HEC-125-NA-A, 60HEC-150-NA, 60HEC-150-NA-A, 60HEC-199-NA, 60HEC-199-NA-A, 100HEC-150-NA, 100HEC-150-NA-A, 100HEC-199-NA, 100HEC-199-NA-A, 100HEC-250-NA, 100HEC-250-NA-A, 100HEC-300-NA, 100HEC-300-NA-A, 100HEC-399-NA, 100HEC-399-NA-A, ULN65L155E3N, ULN65L155E3NA, ULN65L199E3N, ULN65L199E3NA, ULN65L270E3N, ULN65L270E3NA, ULN100L199E3N, ULN100L199E3NA, ULN100L270E3N, ULN100L270E3NA, ULN100L300E3N, ULN100L300E3NA, ULN100L399E3N, ULN100L399E3NA | 75HN-1N, 75W-125SDLN-NA, 38W-155SDLN-NA, 75W-160SDLN-NA, 80W-180SDLN-NA, 80W-199SDLN-NA, 80W-250SDLN-NA, 80W-250SDLN-NA-A, 100W-199SDLN-NA, 100W-250SDLN-NA, 100W-250SDLN-NA-A, 75W-300SDLN-NA, 75W-300SDLN-NA-A, 66W-370SDLN-NA, 66W-370SDLN-NA-A, 66W-399SDLN-NA, 66W-399SDLN-NA-A, 100W-270SDLN-NA, 100W-270SDLN-NA-A, 100W-300SDLN-NA, 100W-300SDLN-NA-A, 80PDVLN-300-NA, 80PDVLN-300-NA-A, 100PDVLN-360-NA, 100-PDVLN-360-NA-A, 80PDVILN-150-NA, 80PDVILN-200-NA, 80PDVILN-250-NA, 80PDVILN-250-NA-A, 100PDVILN-150-NA, 100PDVILN-200-NA, 100PDVILN-250-NA, 100PDVILN-250-NA-A | D.Jay Nethercot 269-795-3364 dnethercot@bradfordwhite.com BradfordWhite.com
Bradford White (Tank Type) | BRHCH/BRHHH/BRHCV/BRHHV1200N, BRHCH/BRHHH/BRHCV/BRHHV1600N, BRHCH/BRHHH/BRHCV/BRHHV2000N BWCH0500N, BWCV0500N, BWCP0500N, BWCH0750N, BWCV0750N, BWCP0750N, BWCH1000N, BWCV1000N, BWCP1000N, BWCH1250N, BWCV1250N, BWCP1250N, BWCH1500N, BWCV1500N, BWCP1500N, BWCH1750N, BWCV1750N, BWCP1750N, BWCH2000N, BWCV2000N, BWCP2000N BMT2H0500N, BMT2V0500N, BMT2P0500N, BMT2H0750N, BMT2V0750N, BMT2P0750N, BMT2H1000N, BMT2V1000N, BMT2P1000N, BMT2H1250N, BMT2V1250N, BMT2P1250N, BMT2H1500N, BMT2V1500N, BMT2P1500N, BMT2H1750N, BMT2V1750N, BMT2P1750N, BMT2H2000N, BMT2V2000N, BMT2P2000N, BNTH500N(XN0, XN1, XN2, XX0, XX1, XX2, JX0, JX1, JX2, JN0,JN1,JN2); BNTH600N(XN0,XX0,XX1,XX2,JX0,JX1,JX2,JN0); BNTH750N(XN0, XX0, XX1,XX2, JX0, JX1, JX2, JN0); BNTH850N(XN0, XX0, XX1, XX2, JX0, JX1, JX2, JN0); BNTH1000N(XX0,XX1,JX0,JX1), BNTH1700N(XX0,XX1,XJ0, SJ1) , BNTH1200N(XX1, JX1), BNTV500N(XN0,XN1,XN2, XX0, XX1, XX2, JX0, JX1, JX2, JN0,JN1,JN2); BNTV600N(XN0, XX0, XX1, XX2, JX0, JX1, JX2, JN0); BNTV750N(XN0, XX0, XX1, XX2, JX0, JX1, JX2, JN0); BNTV850N(XN0,XX0,XX1,XX2,JX0,JX1,JX2,JN0); BNTV1000N(XX0,XX1,JX0,JX1), BNTV1700N(XX0,XX1,XJ0, SJ1) BNTV1200N(XX1, JX1), EF120T5003N3(A) BMGH1600N*, BMGH2000N* BMGV1600N*, BMGV2000N* *additional characters may be placed (as suffix) to indicate trim packages | EFR160T1206EN (extended from EF60T125E3N2), EF60T125E3N2, EF60T125E3NA2, EF60T150E3N2, EF60T150E3NA2, EF60T199E3N2, EF60T199E3NA2, EF100T150E3N2, EF100T150E3NA2, EF100T199E3N2, EF100T199E3NA2, EF100T250E3N2, EF100T250E3NA2, EF100T300E3N2, EF100T300E3NA2, EF100T399E3N2, EF100T399E3NA2, U175S6RN, U2XR75S6RN, U2TW75T6RN, U2TW75T10RN, CSW2U75T10RN, CDW2U75T10RN, CSW2TWU75T10RN, CDW2TWU75T10RN, SDW2U75S6RN, SDW2U75S10RN, SDW2TWU75S6RN, SDW2TWU75S10RN, U75T80R3N, UTW475S76R3N, U100T6RN, U100T88R3N, U65L155E3N, U65L155E3NA, U65L199E3N, U65L199E3NA, U100L199E3N, U100L199E3NA, U65L270E3N, U65L270E3NA, U100L270E3N, U100L270E3NA, U100L300E3N, U100L300E3NA, U100L399E3N, U100L399E3NA UCG100H1803N(A), UCG100H1993N(A), UCG100H2503N(A), UCG100H2703N(A), UCG100H3003N(A), UCG100H3993N(A), UCG80H1253N(A)*, UCG80H1803N(A)*, UCG80H1993N(A)*, UCG80H2703N(A)*, UCG80H3993N(A)* URG275H6N, URG2100H6N, URG2PV75H6N, ULG275H763N, ULG2100H853N, ULG2PV75H763N URG2PV75H6N19, ULG2PV75H763N19 BMT2(V,H)(0200, 0300, 0400)N Brute LX Models: BMLXHW 050(NA*XN, NA*LN), BMLXHW(NA*XN, NA*LN), BMLXHW 100(NA*XN, NA*LN), BMLXHW 125NA*XN, BMLXCW 125(NA*XN, NA*LN), BMLHW C125NA*LN, BMLXHW 150(NA*XN, NA*LN), BMLXCW 150(NA*XN, NA*LN), BMLXHW 175(NA*XN, NA*LN), BMLXCW 175(NA*XN, NA*LN), BMLXHW 220(NA*XN, NA*LN) EF60T1253N3(A), EF60T1503N3(A), EF60T1993N3(A), EF60T2503N3(A), EF80T1503N3(A), EF80T1993N3(A), EF80T2703N3(A), EF80T3253N3(A), EF100T1993N3(A), EF100T2703N3(A), EF100T3503N3(A), EF120T3003N3(A), EF120T4003N3(A) | GX225S6BN, GX2235S6BN, GX245S6BN, GX155S6BN, M175S6BN, M2XR75S6BN, 75T80B3N, MIITW75T6BN, TW375S75B3N, MI100T6BN, 100T88B3N, D75T125E3N, D75T125E3NA, DM75T125E3N, DM75T125E3NA, D38T155E3N, D38T155E3NA, DM38T155E3N, DM38T155E3NA, D75T160E3N, D75T160E3NA, DM75T160E3N, DM75T160E3NA, D80T180E3N, D80T180E3NA, DM80T180E3N, DM80T180E3NA, D80T199E3N, D80T199E3NA, DM80T199E3N, DM80T199E3NA, D80T250E3N, D80T250E3NA, DM80T250E3N, DM80T250E3NA, D100T199E3N, D100T199E3NA, DM100T199E3N, DM100T199E3NA, D100T250E3N, D100T250E3NA, DM100T250E3N, DM100T250E3NA, D75T300E3N, D75T300E3NA, D65T370E3N, D65T370E3NA, D65T399E3N, D65T399E3NA, D100S199E3N, D100S199E3NA, DM100S199E3N, DM100S199E3NA, D100S250E3N, D100S250E3NA, DM100S250E3N, DM100S250E3NA, D100L199E3N, D100L199E3NA, DM100L199E3N, DM100L199E3NA, D100L250E3N, D100L250E3NA, DM100L250E3N, DM100L250E3NA, D100L270E3N, D100L270E3NA, DM100L270E3N, DM100L270E3NA, D100L300E3N, D100L300E3NA, D80L399E3N, D80L399E3NA, PDV80T300E3N, PDV80T300E3NA, PDV100T360E3N, PDV100T360E3NA, PDV80S150E3N, PDV80S150E3NA, PDV80S200E3N, PDV80S200E3NA, PDV80S250E3N, PDV80S250E3NA, PDV100S150E3N, PDV100S150E3NA,PDV100S200E3N, PDV100S200E3NA, PDV100S250E3N, PDV100S250E3NA | Eric Truskoski 269-795-3364 etruskoski@bradfordwhite.com
Bradford White (Tankless) | BNTH500N(XN0, XX0, JX0, JN0), BNTH600N(XN0, XX0, JX0, JN0), BNTH750N(XN0, XX0, JX0, JN0), BNTH850N(XN0, XX0, JX0, JN0), BRHHH/BRHHV1200N, BRHHH/BRHHV1600N, BRHHH/BRHHV2000N, BMT2(H,V,P)0500N, BMT2(H,V,P)0750N, BMT2(H,V,P)1000N, BMT2(H,V,P)1250N, BMT2(H,V,P)1500N, BMT2(H,V,P)1750N, BMT2(H,V,P)2000N BONH 1250N*, BOCH 1250N*, BONH 1500N*, BOCH 1500N*, BONH 1750N*, BOCH 1750N*, BONH 2000N*, BOCH 2000N* BONV 1250N*, BOCV 1250N*, BONV 1500N*, BOCV 1500N*, BONV 1750N*, BOCV 1750N*, BONV 2000N*, BOCV 2000N* BCFH1000N*, BCFH1500N*, BCFH2000N* BNT2H0500N*, BNT2V0500N*, BNT2H0650N*, BNT2V0650N*, BNT2H0800N*, BNT2V0800N*, BNT2H0999N*, BNT2V0999N*, BNT2H1500N*, BNT2V1500N* | BNTH 080N(XN1, XN2), BNTH 105N(XN1, XN2), BNTH 150N(XN1, XN2), BNTH 210N(XN1, XN2), BNTH 285NXN0, BNTH400N(XN0, XX0), BNTV 080N(XN1,XN2), BNTV 105N(XN1, XN2), BNTV 150N(XN1, XN2), BNTV 210N(XN1, XN2), BNTV 285NXN0, BNTV400N(XN0, XX0), RTG-199HE-N, RTG-199ME-N, BFTCF199NA1XN, BFTCF175NA1XN, BFTCF140NA1XN, BFTCF120NA1XN, BFTCF100NA1XN, BFTCF80NA1XN, BFTCW199NA1XN, BFTCW175NA1XN, BFTCW140NA1XN, BFTCW120NA1XN, BFTCF100NA1XN, BFTCF80NA1XN, BFTHW199NA1XN, BFTHW175NA1XN, BFTHW140NA1XN, RHG-199HE-N, RHG-150HE-N, RHG140HE-N BMFTCF199NA1XN, BMFTCF175NA1XN, BMFTCF140NA1XN, BMFTCF120NA1XN, BMFTCF100NA1XN, BMFTCF80NA1XN, BMFTCW199NA1XN, BMFTCW175NA1XN, BMFTCW140NA1XN, BMFTCW120NA1XN, BMFTCW100NA1XN, BMFTCW80NA1XN, BMFTHW199NA1XN, BMFTHW175NA1XN, BMFTHW140NA1XN, BMFTHW120NA1XN, BMFTHW100NA1XN, BMFTHW80NA1XN RTG-K-199N1, RTG-K-199X1, RTG-K-199N2, RTG-K-199X2, RTG-K-160N1, RTG-K-160X1, RTG-K-160N2, RTG-K-160X2 from Kiturami: BFTCW199NA2XN, BFTCW140NA2XN, BFTHW199NA2XN, BFTHW140NA2XN,BFTCF140NA2XN, BFTHF140NA2XN BNT2H0399N*, BNT2V0399N* BFTHW301NX, BFTHW399NX BFTCF199N****, BFTHF199N**** RTGR150N1, RTGS150N1, RTGR199N1, RTGR199N1**, RTGS199N1, RTGS199N1** |  | Eric Truskoski 269-795-3364 etruskoski@bradfordwhite.com
Bradford White (Rinnai/Tankless) |  |  | TG-150I, TG-150E, TG-180I, TG-180E, TG-199I, TG-199E, TG-237I, TG-237E, TG-237I-A, TG-237E-A, TGHE-160I, TGHE-160E, TGHE-199I, TGHE-199E | Eric Truskoski 269-795-3364 etruskoski@bradfordwhite.com
Bradford White (Solar) |  |  | Bradford-White: M2XR75S6BN, M2TW75T6BN Bradford-White: SDW2275S6BN, SDW2TW75T6BN Velux: TFF0802205US, TFF0804205US Jomar: EVOTGB-NAV-, EVOTGB-NPV- Schuco: S-WW-70-1GPN | Eric Truskoski 269-795-3364 etruskoski@bradfordwhite.com
Bryan Steam | AB150-W-FDGG-LX (Power Flame-PF-Burner Model LNICR2-GG-20A) ARC-1000 FF-1000, FF-1500, FF-2000 AB90-(W, S-15, S-150)-FDG-LX (PF burner NPMR30A-12-120) AB120-(W, S-15, S-150)-FDG-LX ( PF burner NPMR30-12-120) AB150-(W, S-15, S-150)-FDG-LX (PF burner NPMR50-15-120) AB200-(W, S-15, S-150)-FDG-LX (PF burner NPMR50-15-120) TF150, TF150-RC, TF200, TF200-RC DR450-(W, S-15, S-150)-FDG-LX (PF burner NPMR15-10-120) DR650-(W, S-15, S-150)-FDG-LX (PF burner NPMR15-10-120) DR850-(W, S-15, S-150)-FDG-LX (PF burner NPMR15-10-120) AB200-S-15-FDA, AB150-S-15-FDA BFIT 1000, BFIT 1250, BFIT 1500, BFIT 2000 BFITW 1000, BFITW 1250, BFITW 1500, BFITW 2000 BFIT0500B*-***, BFIT0500W*-***, BFIT0500B*O-*** BFIT0650B*-***, BFIT0650W*-***, BFIT0650B*O-*** BFIT0800B*-***, BFIT0800W*-***, BFIT0800B*O-*** BFIT1000LB*-***, BFIT1000LW*-***, BFIT1000LB*O-*** | DR350-(W, S-15, S-150)-FDG-LX (PF burner NPMR15-10-120) DR400-S-100-FDG-LX BFIT0400B*-***, BFIT0400W*-***, BFIT0400B*O-*** | DR350-W-FDG-LX, DR350-S-15-FDG-LX, DR350-S-150-FDG-LX | Greg Minard 765-473-6651 x6029 gminard@bryansteam.com
Bryant (Riello Canada) |  | BWCAAG000150, BWHAAG000150 BWCAAG000120, BWHAAG000120 |  | Blaine Serio 905-542-0303x245 blaine.serio@riello.ca
Burnham Commercial Boilers U.S. Boiler Company (PowerFlame burner) | Multi-Pass: MPC4, MPC5, MPC6, MPC7, MPC8, MPC9, MPC10, MPC11 Apex: APX500 Alpine: ALP500, ALP600, ALP700, ALP800 Apex: APX800-NF-2L05 3P-25CA*, 3P-30CA*, 3P-40CA*, 3P-50CA* *suffix may be added to indicate characteristics unrelated to combustion C-Series: CL-20, CL-30, CL-40, CL-50 | Apex: APX399 Alpine: ALP080, ALP105, ALP150, ALP210, ALP285, ALP399, ALP500, |  | Jim Knauss 717-293-5895 Jordan Zimmerman 717-293-5821 jzimmerman@burnhamcommercial.com www.burnhamcommercial.com
Camus Hydronics, LTD (Canada) | Advantus: AVN(H,W)-0500-MS(I,O), AVN(H,W)-0600-MS(I,O), AVN(H,W)-0800-MS(I,O), AVN(H,W)-1000-MS(I,O), AVN(H,W)-1200-MS(I,O), AVN(H,W)-1400-MS(I,O), AVNH(H,W)-1600-MS(I,O), AVN(H,W)-1800-MS(I,O), AVN(H,W)-2000-MS(I,O) DynaMax: DMNH- 0501, DMNC-0503, DMNW-0502, DMNH-0601, DMNC-0603, DMNW-0602, DMNH-0701, DMNC-0703, DMNW-0702, DMNH- 0801, DMNC-0803, DMNW-0802 DMN(H,W,C)-50(1,2,3)-MS(I,O), DMN(H,W,C)-60(1,2,3)-MS(I,O), DMN(H,W,C)-70(1,2,3)-MS(I,O), DMN(H,W,C)-80(1,2,3)-MS(I,O) DynaFlame: DFN(H,W)-(0500, 0501, 0502, 0750, 0751, 0752, 1100, 1101, 1102, 1200, 1201, 1202, 1500, 1501, 1502, 1750, 1751, 1752, 2000, 2001, 2002) DFN(H,W)-500-M(G,S,H)(I,O), DFN(H,W)-501-M(G,S,H)(I,O), DFN(H,W)-502-M(G,S,H)(I,O), DFN(H,W)-750-M(G,S,H)(I,O), DFN(H,W)-751-M(G,S,H)(I,O), DFN(H,W)-752-M(G,S,H)(I,O), DFN(H,W)-1100-M(G,S,H)(I,O), DFN(H,W)-1101-M(G,S,H)(I,O), DFN(H,W)-1102-M(G,S,H)(I,O), DFN(H,W)-1200-M(G,S,H)(I,O), DFN(H,W)-1201-M(G,S,H)(I,O), DFN(H,W)-1202-M(G,S,H)(I,O), DFN(H,W)-1500-M(G,S,H)(I,O), DFN(H,W)-1501-M(G,S,H)(I,O), DFN(H,W)-1502-M(G,S,H)(I,O), DFN(H,W)-1750-M(G,S,H)(I,O), DFN(H,W)-1751-M(G,S,H)(I,O), DFN(H,W)-1752-M(G,S,H)(I,O), DFN(H,W)-2000-M(G,S,H)(I,O), DFN(H,W)-2001-M(G,S,H)(I,O), DFN(H,W)-2002-M(G,S,H)(I,O) Dynaforce: DRN(H,W)(0500, 0600, 0700, 0800, 1000, 1200, 1400, 1600, 1800, 2000)-MS(I,O) MicroFlame: MFNH-500-2GI, MFNW-500-2GI, MFN(H,W)- (0500, 0502, 0600, 0602, 0800, 0802, 1000, 1002, 1200, 1202, 1400, 1402, 1600, 1602, 1800, 1802, 2000, 2002, 2010, 2012) MFN(H,W)-500-(M, O, 2, 3, 4)G(I, O), MFN(H,W)-502-(M, O, 2, 3, 4)G(I, O), MFN(H,W)-600-(M, O, 2, 3, 4)G(I, O), MFN(H,W)-602-(M, O, 2, 3, 4)G(I, O), MFN(H,W) -800-(M, O, 2, 3, 4)G(I, O), MFN(H,W)-802-(M, O, 2, 3, 4)G(I, O), MFN(H,W)-1000-(M, O, 2, 3, 4)G(I, O), MFN(H,W)-1002-(M, O, 2, 3, 4)G(I, O), MFN(H,W)-1200-(M, O, 2, 3, 4)G(I, O), MFN(H,W)-1202-(M, O, 2, 3, 4)G(I, O), MFN(H,W)-1400-(M, O, 2, 3, 4)G(I, O), MFN(H,W)-1402-(M, O, 2, 3, 4)G(I, O), MFN(H,W)-1600-(M, O, 2, 3, 4)G(I, O), MFN(H,W)-1602-(M, O, 2, 3, 4)G(I, O), MFN(H,W)-1800-(M, O, 2, 3, 4)G(I, O), MFN(H,W)-1802-(M, O, 2, 3, 4)G(I, O), MFN(H,W)-2000-(M, O, 2, 3, 4)G(I, O), MFN(H,W)-2002-(M, O, 2, 3, 4)G(I, O), MFN(H,W)-2010-(M, O, 2, 3, 4)G(I, O), MFN(H,W)-2012-(M, O, 2, 3, 4)G(I, O) Tank Heater: THNW-0502 THNW-502-MS(I,O) Vtech: VTNW-0499 VTNW-499-MS(I,O) Avenger: ARNH-1000, ARNW-1000, ARNH-1500, ARNW-1500, ARNH-2000, ARNW-2000 | DynaMax: DMNH-(0081, 0101, 0151, 0201, 0251, 0211, 0261, 0291, 0391) DMNC-(0083, 0103, 0153, 0203, 0253, 0213, 0263, 0293, 0393) DMNW-(0082, 0102, 0152, 0202, 0252, 0212, 0262, 0292, 0392) DMN(H,W,C)-8(1,2,3)-MS(I,O), DMN(H,W,C)-10(1,2,3)-MS(I,O), DMN(H,W,C)-15(1,2,3)-MS(I,O), DMN(H,W,C)-20(1,2,3)-MS(I,O), DMN(H,W,C)-21(1,2,3)-MS(I,O), DMN(H,W,C)-25(1,2,3)-MS(I,O), DMN(H,W,C)-26(1,2,3)-MS(I,O), DMN(H,W,C)-29(1,2,3)-MS(I,O), DMN(H,W,C)-39(1,2,3)-MS(I,O) Dynaforce: DRN(H,W)-(0300, 0350, 0400)-MS(I,O) Tank Heater: THNW-(0082, 0102, 0152, 0202, 0252, 0292, 0392) THNW-82-MS(I,O), THNW-102-MS(I,O), THNW-152-MS(I,O), THNW-202-MS(I,O), THNW-252-MS(I,O), THNW-292-MS(I,O), THNW-392-MS(I,O) Vtech: VTNW-0080, VTNW-0100, VTNW-0125, VTNW-0150, VTNW-0199, VTNW-0250, VTNW-0299, VTNW-0399 VTNW-80-MS(I,O), VTNW-100-MS(I,O), VTNW-125-MS(I,O), VTNW-150-MS(I,O), VTNW-199-MS(I,O), VTNW-250-MS(I,O), VTNW-299-MS(I,O), VTNW-399-MS(I,O) VaVTNW-0080, VTNW-0100, VTNW-0125, VTNW-0150, VTNW-0199, VTNW-0250, VTNW-0299, VTNW-0399 VTNW-80-MS(I,O), VTNW-100-MS(I,O), VTNW-125-MS(I,O), VTNW-150-MS(I,O), VTNW-199-MS(I,O), VTNW-250-MS(I,O), VTNW-299-MS(I,O), VTNW-399-MS(I,O) Valiant 1: VA0080, VA0110, VA0155, VA0199, VA0250, VA0299, VA0399 | MicoFlame: MFN(H,W)-(0100, 0102, 0150, 0152, 0200, 0202, 0250, 0252, 0300, 0302, 0400, 0402) MFN(H,W)-100-(M, O, 2, 3, 4)G(I, O), MFN(H,W)-102-(M, O, 2, 3, 4)G(I, O), MFN(H,W)-150-(M, O, 2, 3, 4)G(I, O), MFN(H,W)-152-(M, O, 2, 3, 4)G(I, O), MFN(H,W)-200-(M, O, 2, 3, 4)G(I, O), MFN(H,W)-202-(M, O, 2, 3, 4)G(I, O), MFN(H,W)-250-(M, O, 2, 3, 4)G(I, O), MFN(H,W)-252-(M, O, 2, 3, 4)G(I, O), MFN(H,W)-300-(M, O, 2, 3, 4)G(I, O), MFN(H,W)-302-(M, O, 2, 3, 4)G(I, O), MFN(H,W)-400-(M, O, 2, 3, 4)G(I, O), MFN(H,W)-402-(M, O, 2, 3, 4)G(I, O) | Payam Tavakoli Payam.Tavakoli@camus-hydronics.com
Carrier (Riello Canada) |  | BWCAAG000150, BWHAAG000150 BWCAAG000120, BWHAAG000120 |  | Blaine Serio 905-542-0303x245 blaine.serio@riello.ca
Chicago Dryer | Powerhouse Ironer: PH-2-52-CT-CC, PH-3-52-CT-CC, PH-2-42-CT-CC, PH-3-42-CT-CC, PH-2-32-CT-CC, PH-3-32-CT-CC |  |  | Thomas M. Egebrecht 773-235-4430 tegebrecht@chidry.com
Clayton | SFG-50M-FMB, ECO-180XN CSMG-15-FMB, CSMG-30-FMB, CSMG-45-FMB |  |  | Ben Garcia 626 435 1238 ben.garcia@claytonindustries.com Lance Baroldi 626 435 1240 lance.baroldi@claytonindustries.com
Cleaver Brooks | FLX-700-150, FLX-700-200 CFC-500, MCF/CFC-750, MCF/CFC-1000, MCF/CFC-1500, MCF/CFC-1800 CFH700-15-15ST, CFH700-15-150ST, CFH700-20-15ST, CFH700-20-150ST, CFH700-25-15ST, CFH700-25-150ST, CFH700-30-15ST, CFH700-30-150ST, CFH700-40-15ST, CFH700-40-150ST, CFH700-50-15ST, CFH700-50-150ST, CFV700-15-15ST, CFV700-15-150ST, CFV700-20-15ST, CFV700-20-150ST, CFV700-25-15ST, CFV700-25-150ST, CFV700-30-15ST, CFV700-30-150ST, CFV700-40-15ST, CFV700-40-150ST, CFV700-50-15ST, CFV700-50-150ST, CFW700-500-125HW, CFW700-750-125HW, CFW700-1000-125HW, CFW700-1500-125HW, CFW700-2000-125HW CFCE-700-500-125HW, CFCE-700-750-125HW, CFCE-700-1000-125HW, CFCE-700-1500-125HW, CFCE-700-2000-125HW CBT-10, CBT-15, CBT-20, CBT-25, CBT-30, CBT-40, CBT-50 | CFH700-10-15ST, CFH700-10-150ST, CFV700-10-15ST, CFV700-10-150ST, CFW700-400-125HW CBT-9.5 |  | Brian Huibregtse, 414-577-2743, bhuibregtse@cleaverbrooks.com, www.cleaverbrooks.com
Climate Energy |  |  | CE95M-200 | Peter Desens 315-797-1310 x4128 petdes@ecrinternational.com
Columbia Boiler Co. | MPH-15, MPH-20, MPH-30, MPH-40, MPH-50 | MPH-10 CT-9.5 |  | Mike Bonjo (610) 323-2700
Condair (formerly Nortec Humidity) | GS 450-NX, GS 600-NX | GS 50-NX, GS 100-NX, GS 150-NX, GS 200-NX, GS 300-NX |  | Scott Couperthwaite (613) 822-0335 x261
Contractors Supply Club |  |  | WH-201061-NG, WHO-201059-NG, WH-321063-L-NG, WHO-321064-L-NG | John Chicoine 413-564-5872 Jchicoine@mestek.com
Cosmogas SRL (Mestek, Inc.) |  | 45WN, 45AN, 45WE, 45AE Aguadens 199T, Aguadens 250T, Aguadens 399T, Aguadens 500T, Aguadens 750T, Aguadens 1000T |  | John Chicoine 413-564-5872 Jchicoine@mestek.com
Craftsmaster/EnviroTemp (A. O. Smith) |  | UG2F7575T4NV100 |  | Joe Wallace 843-335-8281 x462 jwallace@hotwater.com
Crown Boiler Co. | PHNTM500, PHNTM500C | BWC070EN*, BWC120EN*, BWC151EN* *Suffix may be added to denote characteristics unrelated to combustion system. PHNTM399, PHNTM399C |  | Paul Sohler 215-535-8900
Daesung Industriial Co., LTD |  |  | SHW-99FF, SHW-120FF, SHW-180FF, SHW-199FF,, ESC-99 FFCD, ESC-120FFCD | 82-2-2003-2362 82-2-736-6367 Fax
DDR (DeDietrich) Americas, Inc. | 310ECO-5, 310ECO-6, 310ECO-7, 310ECO-8, 310ECO-9 |  |  | 519-650-0420
DeDietrich Americas, Inc. | GT430-8A, GT430-9A GT335A, GT336A, GT337A, GT338A, GT339A |  |  | www.dedietrichboilers.com
DriSteem | LX-400, LX-500, LX-600 | LX-50, LX-75, LX-100, LX-150 LX-200, LX-250, LX-300 |  | Jon Soland (952)229-3230 Jon.Soland@dristeem.com
DyHot |  | GU160T/518(11,12)1160, GU130T/518(11,12)1130, GU125T/518(11,12)1125 DH40-100T DH 199(N)/526(11,12,21,22)1199 |  | Anthony Hung anthony.hung@dyhot.com.tw
Dunkirk Boiler (ECR International) |  | Q90-125 | Q90 100, Q90 75, Q90 50, Q90-150, Q90-175, Q90-200, Q95M-200 | Peter Desens 315-797-1310 x4128 petdes@ecrinternational.com
ECR International | CH-499, DHW-499 | Q90-125 95B200MDN1NBOU BAXI HT 380, BAXI HT 1.330 BAXI Luna Duo Tec 40GA, BAXI Luna Duo Tec 1.33GA BAXI Luna HT 1.450, BAXI Luna HT 1.650, BAXI Luna HT 1.100 CH-299, DHW-299, CH-399, DHW-399 Utica Boilers: MAC-150, MACF-150, MAH-125, MAHF-125 Dunkirk: DCC-150, DCCF-150, DCB-125, DCBF-125 | Q90-100, Q90-150, Q90-175, Q90-200 GHW-U150/151NP | James McKallip 315-797-1310 jim.mckallip@ecrinternational.com
Eco Heating Systems | IB-1250-CH, IB-1250-HW, IB-2000-CH, IB-2000-HW Nudyne: E-1250B, E-1250WH, E-2000B, E-2000WH CB-499-CH, CB-499-HW | CB-299-CH, CB-299-HW, CB-399-CH, CB-399-HW |  | Kevin Choi UL Canada 416-288-2228 kevin.choi@ul.com
Embassy (Mestek, Inc.) |  | OX-160C, OX-160OC, OX-160B, OX-160OB | 95B200MDN1NBOU | John Chicoine 413-564-5872 Jchicoine@mestek.com
Fulton Boiler Works | ICT (10, 15, 20, 25, 30)-LE FB-(010, 015, 020, 025, 030)-T-LE ICS/ICX/ICW (10, 15, 20, 25, 30, 40, 49.5)-LE FB-(010, 015, 020, 025, 030)-(A,F)-LE VMP (40, 49.5, 50)-LE, VMPW (40, 49.5, 50)-LE RLN-(500, 750, 1000, 1500, 2000); CAL-(500, 750, 850); EDR-(750, 1000, 1500, 2000) VSRT-15, VSRT-20, VSRT-30, VSRT-40, VSRT-50 EXE-500, EXE-650, EXE-750 KTV-(750, 1000, 1500, 2000) | ICT 9.5-LE FB-09.5-T-LE ICS/ICX/ICW 9.5-LE FB-09.5-(A,F)-LE; CAL-300 VSRT-10, VSRT-9.5 EXE-399 |  | Jesse Grimes jesse.grimes@fulton.com 315-0298-8537 Bob Sorensen bob.sorensen@fulton-pacific.com 315.200.9218 877.FEP.BLRS Jim Pettiford 315-298-7146
Gasmaster Industries, Inc. | GMIB-600, 800, 1M, 1.5M, 1.9M, 2M, GM1W-600, 800, 1M, 1.5M, 1.9M, 2M, GM1P-600, 800, | GMIB-200, 300, 400, GM1W-200, 300, 400, GM1P-200, 300, 400
GENERAL BOILER. General Boiler Co., Inc. Los Angeles, CA. | STEAM- POWER BOILERS: GBS-M3-SM-LN-15, GBS-M3-SM-LN-20, GBS-M3-SM-LN-25, GBS-M3- SM-LN-30, GBS-M3-SM-LN-40, GBS-M3-SM-LN-45, GBS-M3-SM-LN- 50 HOT WATER: GBHW-M3-SM-LN630, GBHW-M3-SM-LN840, GBHW-M3-SM-LN999, GBHW-M3-SM-LN1260, GBHW-M3-SM-LN1600, GBHW-M3-SMLN1800, GBHW-M3-SM-LN2000 | STEAM-POWER BOILERS: GBS-A3-03, GBS-A3-05, GBS-A3-06, GBS-A3-9.5 GBS-M3-SM-LN-03, GBS-M3-SM-LN-06, GBS-M3-SM-LN-9.5 HOT WATER: GBW-A3-03, GBW-A3-05, GBW-A3-06, GBW-A3-9.5 GBHW-M3-SM-LN125, GBHW-M3-SM-LN250, GBHW-M3-SM-LN399 |  | Elmer Romero 323-233-1005 elmer@generalboiler.com generalblr@bcglobal.net www.generalboiler.com
General Electric Consumer & Electrical (Rinnai) |  |  | GN75DNSRSA, GN75ENSRSA, GN94DNSRSA, GN94ENSRSA, GP94DNSRSA, GP94ENSRSA | Donald N. Emen 800-621-9419 demen@rinnai.com
Gotairiku, Inc. |  |  | Chofu brand -Tankless/Instantaneous FO-C26FF (Indoor) FO-C26 (Outdoor) | Mitsu Kano kano@gotairiku.us 949-433-6843
Grand Hall Enterprises Co., Ltd. |  | GU100/508(11,12,21,22)1100; GU120/508(11,12,21,22)1120 GU145S/508(11,12,21,22)1145; GU145/508(11,12,21,22)1145 GU195S/508(11,12,21,22)1195; GU195M/508(11,12,21,22)1195 GU160T/518(11, 12)1160; GU125T/518(11,12)1125 | GU145(S)/508(11,12,21,22)1145(S), GU195(S)/508(11,12,21,22)1195(S), GU195(M)/508(11,12,21,22)1195(M) (S-units that cannot be linked together, M-Units that can be linked together, upto 8) | Jason Sisler 214-550-8023 www.grandhall.com Paul Home 214-550-8032 paul@grandhall.com
GSW (A.O. Smith) |  | GSWT-110U-N, GSWT-310U-N, GSWT-510U-N, GSWT-240H-N, GSWT-340H-N, GSWT-540H-N, GSWT-540P-NIH
Hamilton Engineering | HWDN0059ASME, HWH999, HWD999, HWH1499, HWD1499, HWH1999, HWD1999 HWD 00599.2, HWD 00599.3 EVO HWDXL‐800, EVO HWDXL‐1000, EVO HWDXL‐1500 EVO HWHXL‐800, EVO HWHXL‐1000, EVO HWHXL‐1500 | HWHN00129.8, HWHN00129ASME, HWDN00129ASME, HWDN00129 HWD 00399.2, HWD 00399.3, HWD 00299.2, HWD 00299.3 |  | Allen Coleman 800-968-5530 734-419-0200 www.hamiltonengineering.com
Hayward Pool Products, Inc. (Pool Heaters) | H500FDN |  | Pool Heaters (certification does not expire on 12/31/2011): H100ID1, H250IDL, H400IDL, H150FDN, H200FDN, H250FDN, H300FDN, H350FDN, H400FDN, H135ID1 HDF400, HDF275 Pool Heaters (certification does not expire on 12/31/2011): ABG1001, H250IDL2, H400IDL2, H250FDNASME, H400FDNASME (cert by ext) | Bill Roy 615.255.3111 ext. 2436 broy@hayward.com
Heat Technology Products (Same models as Weil-Mclain) | W-M (480, 580, 680, 780, 880, 980, 1080, 1180, 1280) | W-M380 |  | Wayne Najarian
Hurst Boiler & Welding Co., Inc. | S250-G-50-150, S250-X-30-150-0, S250-G-50-125W 4VTLN-G-10-15, 4VTLN-G-10-150, 4VTLN-G-15-15, 4VTLN-G-15-150, 4VTLN-G-20-15, 4VTLN-G-20-150, 4VTLN-G-25-15, 4VTLN-G-25-150, 4VTLN-G-40-15, 4VTLN-G-40-150, 4VTLN-G-47.5-15, 4VTLN-G-47.5-150 | 4VTLN-G-6-15, 4VTLN-G-6-150 4VTLN-G-9.5-100 |  | Ray Pierce 229-346-3545, rpierce@hurstboiler.com Gennivieve Miller 714-975-0766, gmiller@californiaboiler.com Dustin Garrett 714-421-5270, dgarrett@californiaboiler.com
HydroTherm (Mestek, Inc.) | KN-6, KN-10, KN-16, KN-20 | KN-2, KN-4, GX-150, GX-400 |  | John Chicoine 413-564-5872 Jchicoine@mestek.com
IBC Technologies | EX 500, EX 700, EX 850 IBGWSF1-1000, IBGWSF1-0800, IBGWSF1-0650, IBGWSF1-0500 IVGWSF1-1000, IVGWSF1-0800, IVGWSF1-0650, IVGWSF1-0500 | SL 10-85G3, SL 14-115G3, SL 20-160G3, SL 30-199G3, SL 26-260G3, SL 40-399G3 HC 13-50, (HC, DC) 23-84, (HC, DC) 29-106, (HC, DC) 20-125, (HC, DC) 33-160 EX 400 IBGWSF1-0400, IBGWSF1-0300 IVGWSF1-0400, IVGWSF1-0300 IBGFSW1-0110 , IBGFSW1-0150 , IBGFSW1-0199 CX-150, ICGFSW1-0150, CX-199, ICGFSW1-0199 SFB-99-*, SFB-120-*, SFC-99-*, SFC-125-*, SFC-160-*, SFC-199-*, SFT-199-* Rheem: RHBH-L99i, ECOHBH-L99i, RHBH-L120i, ECOHBH-L120i, RCBH-L125i, ECOCBH-L125i, RCBH-L160i, ECOCBH-L160i, RCBH-L199i, ECOCBH-L199i, RTGH-L199i, ECOTGH-L199i RHBH-FT110, RHBH-FT150, RHBH-FT199, RCBH-FT150, RCBH-FT199 Ruud: RUHBH-L99i, RUHBH-L120i, RUCBH-L125i, RUCBH-L160i, RUCBH-L199i, RUTGH-L199i RUHBH-FT110, RUHBH-FT150, RUHBH-FT199, RUCBH-FT150, RUCBH-FT199 Richmond: RMHBH-L99i, RMHBH-L120i, RMCBH-L125i, RMCBH-L160i, RMCBH-L199i, RMTGH-L199i |  | Mike Senk 856-887-0544 MSenk@ibcboiler.com
Innovita |  | Akua 199 |  | Marcello Panunzio 39 0341 1880840 marcello.panunzio@innovita.it
Intellihot Green Technologies, Inc. | iQ750, iQ1000, iQ751, iQ1001, iQ1501, iQ2001 iQ751 Gen II, iQ1001 Gen II, iQ1501 Gen II, iQ2001 Gen II iN501 | NG (150i, 185i, 200i), i150P, i185P, i200P, cNG200i, eNG200i, i200, i200X Hubbell Models: GX200P, GX200 Vaugh Models: VCON200P, VCON200 iQ250, iQ250D, iQ250P, iQ251, i250, i250P, i250X, i251X iN251, iN401, iN199 iN199A |  | Sivaprasad Akasam 309-473-8050 309-296-8984 Fax info@intellihot.com
Jacuzzi (Rinnai) |  | J-SN180F2, J-SN180W2, J-SN199W2, J-SN199F2-X
John Wood (A.O. Smith) |  | JWT-110U-N, JWT-310U-N, JWT-510U-N, JWT-240H-N, JWT-340H-N, JWT-540H-N, JWT-540P-NIH
Kemco Systems | L' Heater, Harry's Dye & Wash, 2 MMBTU Low Nox "GP" Thermefficient (TE)-100 |  |  | John O'Hehir 800-633-7055
Kiturami Homsys |  | K1-19CCB, K1-17CCB, K1-14CCB, K1-12CCB, K1-10CCB, K1-08CCB, K1-19CC, K1-17CC, K1-14CC, K1-12CC, K1-10CC, K1-08CC, K1-19CCH, K1-17CCH, K1-14CCH, K1-12CCH, K1-10CCH, K1-08CCH, K1-19CCHB, K1-17CCHB, K1-14CCHB, K1-12CCHB, K1-10CCHB, K1-08CCHB, KGWH-190, KGWH-180, KGWH-140, KGWH-190R, KGWH-180R, KGWH-150R, K1-199WH, K1-180WH, K1-140WH, KCGB-120, KCGB-100, KCGB-80, KCGB-120S, KCGB-100S, KCGB-80S, KGWH-199, KGWH-181, KGWH-150, K1-199CWH, K1-180CWH, K1-140CWH KCGB-120SR, KCGB-100SR KGWH-190FR, KGWH-180FR, KGWH-150FR KGWH-199FR, KGWH-181FR, KGWH-151FR KGWH-190F, KGWH-180F, KGWH-150F KGWH-190NF, KGWH-199NFR KGWH-150NFR, KGWH-150NF KGWH-150JFRN, KGWH-150JFN, KGWH-199JFRN, KGWH-190JFN K1-19CC-2, K1-17CC-2, K1-14CC-2, K1-12CC-2, K1-10CC-2, K1-08CC-2 K1-19CCH-2, K1-17CCH-2, K1-14CCH-2, K1-12CCH-2, K1-10CCH-2, K1-08CCH-2 K1-19KCC, K1-17KCC, K1-14KCC, K1-12KCC, K1-10KCC, K1-08KCC K1-19KCH, K1-17KCH, K1-14KCH, K1-12KCH, K1-10KCH, K1-08KCH KTGWH-199CW P1, KTGWH-199CW S1, KTGWH-180CW P1, KTGWH-180CW S1 K1-199C, K1-150C, K1-199H, K1-150H, K1-120H, K1-100H, K1-80H Warmboard, Inc. W140-NGK |  | Terry Jeung (213) 251-8855
LAARS Heating Systems | RHCH/RHHH/RHCV/RHHV1200N, RHCH/RHHH/RHCV/RHHV1600N, RHCH/RHHH/RHCV/RHHV2000N PNC(H,V)0500N, PNCP0500N, PNCH0750N, PNCV0750N, PNCP0750N, PNCH1000N, PNCV1000N, PNCP1000N, PNCH1250N, PNCV1250N, PNCP1250N, PNCH1500N, PNCV1500N, PNCP1500N, PNCH1750N, PNCV1750N, PNCP1750N, PNCH2000N, PNCV2000N, PNCP2000N, MT2H0500N, MT2V0500N, MT2P0500N, MT2H0750N, MT2V0750N, MT2P0750N, MT2H1000N, MT2V1000N, MT2P1000N, MT2H1250N, MT2V1250N, MT2P1250N, MT2H1500N, MT2V1500N, MT2P1500N, MT2H1750N, MT2V1750N, MT2P1750N, MT2H2000N, MT2V2000N, MT2P2000N MGH1600N*, MGH2000N* MGV1600N*, MGV2000N* NTH500N(XN0,XN1,XN2, XX0,XX1,XX2,JX0,JX1,JX2,JN0,JN1,JN2); NTH600N(XN0,XX0,XX1,XX2,JX0,JX1,JX2,JN0); NTH750N(XN0,XX0,XX1,XX2,JX0,JX1,JX2,JN0); NTH850N(XN0,XX0,XX1,XX2,JX0,JX1,JX2,JN0); NTH1000N(XX0,XX1,JX0,JX1), NTH1700N(XX0,XX1,XJ0, SJ1) NTH1200N(XX1, JX1) NTV500N(XN0,XN1,XN2, XX0,XX1,XX2,JX0,JX1,JX2,JN0,JN1,JN2); NTV600N(XN0,XX0,XX1,XX2,JX0,JX1,JX2,JN0); NTV750N(XN0,XX0,XX1,XX2,JX0,JX1,JX2,JN0); NTV850N(XN0,XX0,XX1,XX2,JX0,JX1,JX2,JN0); NTV1000N(XX0,XX1,JX0,JX1), NTV1700N(XX0,XX1,XJ0, SJ1) NTV1200N(XX1, JX1) BNTH100N(XX0, JX0, XX1, JX1) BNTV1000N(XX0, JX0, XX1, JX1) NTV500NXN3, NTV500NXX3, NTV500NXW3, NTV500NXL3, NTV500NJN3, NTV500NJX3, NTV500NJW3, NTV500NJL3, NTV500NEN3, NTV500NEX3, NTV500NEW3, NTV500NEL3, NTV500NGN3, NTV500NGX3, NTV500NGW3, NTV500NGL3 NTV600NXX3, NTV600NXW3, NTV600NXL3, NTV600NJX3, NTV600NJW3, NTV600NJL3, NTV600NEX3, NTV600NEW3, NTV600NEL3, NTV600NGX3, NTV600NGW3, NTV600NGL3 NTV750NXX3, NTV750NXW3 ,NTV750NXL3, NTV750NJX3, NTV750NJW3, NTV750NJL3, NTV750NEX3, NTV750NEW3, NTV750NEL3, NTV750NGX3, NTV750NGW3, NTV750NGL3 NTV850NXX3, NTV850NXW3, NTV850NXL3, NTV850NJX3, NTV850NJW3, NTV850NJL3, NTV850NEX3, NTV850NEW3, NTV850NEL3, NTV850NGX3, NTV850NGW3, NTV850NGL3 NTV1000NJW1, NTV1000NJL1, NTV1000NXW1, NTV1000NXL1 NTV1200NJW1, NTV1200NJL1, NTV1200NXW1, NTV1200NXL1 NTH500NXN3, NTH500NXX3, NTH500NXW3, NTH500NXL3, NTH500NJN3, NTH500NJX3, NTH500NJW3, NTH500NJL3, NTH500NEN3, NTH500NEX3, NTH500NEW3, NTH500NEL3, NTH500NGN3, NTH500NGX3, NTH500NGW3, NTH500NGL3 NTH600NXX3, NTH600NXW3, NTH600NXL3, NTH600NJX3, NTH600NJW3, NTH600NJL3, NTH600NEX3, NTH600NEW3, NTH600NEL3, NTH600NGX3, NTH600NGW3, NTH600NGL3 NTH750NXX3, NTH750NXW3, NTH750NXL3, NTH750NJX3, NTH750NJW3, NTH750NJL3, NTH750NEX3, NTH750NEW3, NTH750NEL3, NTH750NGX3, NTH750NGW3, NTH750NGL3 NTH850NXX3, NTH850NXW3, NTH850NXL3, NTH850NJX3, NTH850NJW3, NTH850NJL3, NTH850NEX3, NTH850NEW3, NTH850NEL3, NTH850NGX3, NTH850NGW3, NTH850NGL3 NTH1000NJW1, NTH1000NJL1, NTH1000NXW1, NTH1000NXL1 NTH1200NJW1, NTH1200NJL1, NTH1200NXW1, NTH1200NXL1 LUHE120T5003N3(A) ONH 1250N*, OCH 1250N*, ONH 1500N*, OCH 1500N*, ONH 1750N*, OCH 1750N*, ONH 2000N*. OCH 2000N* ONV 1250N*, OCV 1250N*, ONV 1500N*, OCV 1500N*, ONV 1750N*, OCV 1750N*, ONV 2000N*, OCV 2000N* CFH1000N*, CFH1500N*, CFH2000N* NT2H0500N*, NT2H0650N*, NT2H0800N*, NT2H0999N*, NT2H1500N* NT2V0500N*, NT2V0650N*, NT2V0800N*, NT2V0999N*, NT2V1500N* *additional characters may be placed (as suffix) to indicate trim packages | EDP/EBP/EDN-110, EDP/EBP/EDN-175, LUHE60T 25E3N, LUHE60T 125E3NA, LUHE60T 150E3N, LUHE60T 150E3NA, LUHE60T 150E3NA, LUHE60T 199E3N, LUHE60T 199E3NA, LUHE100T 150E3N, LUHE100T 150E3NA, LUHE100T 199E3N, LUHE100T 199E3NA, LUHE100T 250E3N, LUHE100T 250E3NA, LUHE100T 300E3N, LUHE100T 300ENA, LUHE100T 399E3N, LUHE100T 399E3NA LMC125N Mascot II: LMH-125NAOXX, LMC-125NAOXX Mighty Stack: MS080(199, 300, 399) Mighty Therm: MT2(V,H)(0200, 0300, 0400)N NTH080N(XN1,XN2); NTH105N(XN1,XN2); NTH150N(XN1,XN2); NTH210N(XN1,XN2); NTH285N(XN0,XN1,XN2,XX0,XX1,XX2); NTH399N(XN0,XN1,XN2,XX0,XX1,XX2), NTV080N(XN1,XN2); NTV105N(XN1,XN2); NTV150N(XN1,XN2); NTV210N(XN1,XN2); NTV285N(XN0,XN1,XN2,XX0,XX1,XX2); NTV399N(XN0,XN1,XN2,XX0,XX1,XX2), LU65L155E3N, LU65L199E3N, LU65L270E3N, LU100L199E3N, LU100L270E3N, LU100L300E3N, LU100L399E3N, LU65L155E3NA, LU65L199E3NA, LU65L270E3NA, LU100L199E3NA, LU100L270E3NA, LU100L300E3NA, LU100L399E3NA; MLXHW050(NA*XN, NA*LN); MLXHW075(NA*XN, NA*LN); MLXHW100(NA*XN, NA*LN); MLXHW125NA*XN; MLXCW125(NA*XN, NA*LN); MLHWC125NA*LN; MLXHW150((NA*XN, NA*LN); MLXCW150((NA*XN, NA*LN); MLXHW175(NA*XN, NA*LN); MLXCW175((NA*XN, NA*LN); MLXHW220(NA*XN, NA*LN) MFTCF199NA1XN, MFTCF175NA1XN, MFTCF140NA1XN, MFTCF120NA1XN, MFTCF100NA1XN, MFTCF80NA1XN, MFTCW199NA1XN, MFTCW175NA1XN, MFTCW140NA1XN, MFTCW120NA1XN, MFTCW100NA1XN, MFTCW80NA1XN, MFTHW199NA1XN, MFTHW175NA1XN, MFTHW140NA1XN, MFTHW120NA1XN, MFTHW100NA1XN, MFTHW80NA1XN, MSTWW199NA1XX, MSTWW180NA1XX, MSTWW150NA1XX, MFTWW199NA1XN, MFTWW150NA1XN Note: * - denotes revision number (1,2,..) LUHE60T1253N3(A), LUHE60T1503N3(A), LUHE60T1993N3(A), LUHE60T2503N3(A), LUHE80T1503N3(A), LUHE80T1993N3(A), LUHE80T2703N3(A), LUHE80T3253N3(A), LUHE100T1993N3(A), LUHE100T2703N3(A), LUHE100T3503N3(A), LUHE120T3003N3(A), LUHE120T40033N3(A) MFTCW199NA2XN, MFTCW140NA2XN, MFTHW199NA2XN, MFTHW140NA2XN, MFTCF140NA2XN, MFTHF140NA2XN NT2H0399N*, NT2V0399N* LFTHW301NX, LFTHW399NX LFTCF199N****, LFTHF199N**** LT150NRX1, LT150NXX1, LT199NRX1, LT199NRX1**, LT199NXX1, LT199NXX1** | PNCH/PNCV0200NBCK1CXX, PNCH/PNCV0300NBCK1CXX, PNCH/PNCV0400BCK1CXX, MT2H/MT2V0200N, MT2H/MT2V0300N, MT2H/MT2V0400N | Chris Jacques 603-335-6300 certification@laars.com
Lattner, P.M., Manufacturing Company | 10WLF, 15WLF, 20WLF, 25WLF, 30WLF, 40WLF, 50WLF | G-5 | 1.5HE, 3HE, 5HE, 7HE, 9.5HE (Type 1 <30 ppm) 9.5WLF (Type 1) | Sutherland Junge 800-345-1527
Lochinvar-1 | Power-Fin: P(B,F)N0502, P(B,F)N0752, P(B,F)N1002, P(B,F)N1302, P(B,F)N1501, P(B,F)N1701, P(B,F)N2001 Copper-Fin: C(B,W)N0497, C(B,W)N0647, C(B,W)N0747, C(B,W)N0987, C(B,W)N1257, C(B,W)N1437, C(B,W)N1797, C(B,W)N2067, C(H,F,P)N0402, C(H,F,P)N0502, C(H,F,P)N0652, C(H,F,P)N0752, C(H,F,P)N0992, C(H,F,P)N1262, C(H,F,P)N1442, C(H,F,P)N1802, C(H,F,P)N2072 (BY EXT-10-27-10) Knight: KBN501, OKN501 Knight XL: KBN601, OKN601, KBN701, OKN701, KBN801, OKN801 Sync: SBN1000, SBN1300, SBN1500 Armor: AWN501(PM), OAN501(PM) Armor XL: AWN601(PM), OAN601(PM), AWN701(PM), OAN701(PM), AWN801(PM),OAN801(PM) Armor X2: AWN1000(PM), AWN1300(PM), AWN1500(PM) Shield: SNA501-125 Crest: FBN1500, FBN2000, FBD1500, FBD2000 FBN0751, FBN1001, FBN1251, FBN1501, FBN1751, FBN2001 OFN0751, OFN1001, OFN1251, OFN1501, OFN1751, OFN2001 FTXL: FTX500N, FTX600N, FTX725N, FTX850N AWH1250N, AWH1500N, AWH2000N SWA500N KBX0500N, KBX0650N, KBX0800N, KBX1000N AWH0500N, AWH0650N, AWH0800N, AWH1000N FCB 2000N, FCB 1500N, FCB 1000N FTX 1000N Note: Additional letters and/or numbers may be placed (as suffix) to indicate trim packages and/or tracking numbers | Knight: KBN081, KBN106, KBN151, KBN211, KBN286, KBN400, OKN151, OKN211, OKN286, OKN400, KHN(055,085,110,155,199,285), KHB(055,085,110,155,199,285)N Armor: AWN151(PM), AWN200(PM), AWN286(PM), OAN151(PM), OAN200(PM), OAN286(PM) Armor: AWN400(PM), OAN400(PM) Armor Wall Hung: WAN125(PM), WAN200(PM) AWN201(PM), WAN201(PM), OAN201(PM) Shield: SNR126-065, SNR151-100, SNA151-100, SNR201-100, SNA201-100, SNA286-125, SNA401-125 Wall Hung: WHN(055,056,085,086,110,111,155,156,199,200,285,286,399,400), WHB(055,085,110,155,199,285,399)N Cadet: CDN040, CDN070, CDN100, CDN120, CCN120 FTX: FTX400N Noble: NKB050N, NKB080N, NKB110N, NKC110N, NKB150N, NKC150N, NKB199N, NKC199N, NCF110N, NCF150N, NCF199N Epic: EPB050N, EPB080N, EPB110N, EPC110N, EPB150N, EPC150N, EPB199N, EPC199N, EFC110N, EFC150N, EFC199N SWR125N, SWR150N, SWA150N, SWR200N, SWA200A, SWR285N, SWA285N, SWR400N, SWA400N KBX0400N AWH0400N WHB399N Note: Additional letters and/or numbers may be placed (as suffix) to indicate trim packages and/or tracking numbers | Efficiency Plus Group: EW(N,L)150, 200, 250, 300 EnergyRite: ERN (152, 202, 252, 302, 402), ERL (152, 202, 252, 302, 402) ETN076, CNR080-076, DVN076-2, STN100, STN076-2, ETN100, ETN100-2, CNR085-100, CNR125-075-DF9-SC, CNR155-035-DF9-SC, CNR160-075-DF9-SC, CNR180-080-DF9-SC, CNR200-080-DF9-SC, CNR200-100-DF9-SC, CNR250-100-DF9-SC, CNA251-100-DF9-SC, CNR300-075-DF9-SC, CNA301-075-DF9-SC, CNR370-065-DF9-SC, CNA371-065-DF9-SC, CNR199-100-DF9-2SC, CNR400-080-DF9-2-SC, CNA401-080-DF9-2-SC, DNA301-080-SC, DNA361-100-SC, PNR150-080-SC, PNR200-080-SC, PNR250-080-SC, PNR150-100-SC, PNR200-100-SC, PNR250-100-SC, TNR125-060, TNA126-060, TNR150-060, TNA151-060, TNR200-060, TNA201-060, TNR150-100, TNA151-100, TNR200-100, TNA201-100, TNR250-100, TNA251-100, TNR300-100, TNA301-100, TNR400-100, TNA401-100, CLN075075100, UTN075075100 Note: Additional letters and/or numbers may be placed (as suffix) to indicate trim packages and/or tracking numbers Discontinued Models: ERN/L 401, ERN/L 301, ERN/L 251, ERN/L 201, ERN-L 151, EB(N,L)150, 200, 250, 300 | Lisa Davis 615-889-8900 x2229
Lochinvar-2 | Discontinued Models Intelli-fin:I(B,W)N1500, I(B,W)N1700, I(B,W)N2000 Discontinued Models Power-Fin: P(B,F)N0501, P(B,F)N0751, P(B,F)N1001, P(B,F)N1300 Discontinued Models Copper-Fin: C(B,W)N0495, C(B,W)N0645, C(B,W)N0745, C(B,W)N986, C(B,W)N1256, C(B,W)N1436, C(B,W)N1796, C(B,W)N2066, C(H,F,P)N0401, C(H,F,P)N0501, C(H,F,P)N0651, C(H,F,P)N0751, C(H,F,P)N0991, C(H,F,P)N1261, C(H,F,P)N1441, C(H,F,P)N1801, C(H,F,P)N2071 Discontinued Model Knight: KBN500 Discontinued Models Knight XL: KBN600, KBN700, KBN800 Discontinued Model Armor: AWN500PM Discontinued Models Armor XL: AWN600, AWN700, AWN800 Discontinued Models Shield: SNA500-125 Note: Additional letters and/or numbers may be placed (as suffix) to indicate trim packages and/or tracking numbers | Discontinued Models Knight: KBN080, KBN105, KBN150KBN210, KBN285, KBN399 Discontinued Models Knight Wall Mount: WBN050, WBN051, WBN080, WBN081, WBN105, WBN106, WBN150, WBN151, WBN210, WBN211 Discontinued Models Armor: AWN150PM, AWN199PM, AWN285PM, Discontinued Models Armor: AWN399PM Discontinued Models Shield: SNR150-100, SNR200-100, SNA285-125, SNA400-125, SNA500-125 Discontinued Models: WBN050, WBN051, WBN080, WBN081, WBN105, WBN106, WBN150, WBN151, WBN210, WBN211 Note: Additional letters and/or numbers may be placed (as suffix) to indicate trim packages and/or tracking numbers | ETN076, CNR080-076, DVN076-2, STN100, STN076-2, ETN100, ETN100-2, CNR085-100, CNR125-075-DF9-SC, CNR155-035-DF9-SC, CNR160-075-DF9-SC, CNR180-080-DF9-SC, CNR200-080-DF9-SC, CNR200-100-DF9-SC, CNR250-100-DF9-SC, CNA251-100-DF9-SC, CNR300-075-DF9-SC, CNA301-075-DF9-SC, CNR370-065-DF9-SC, CNA371-065-DF9-SC, CNR199-100-DF9-2SC, CNR400-080-DF9-2-SC, CNA401-080-DF9-2-SC, DNA301-080-SC, DNA361-100-SC, PNR150-080-SC, PNR200-080-SC, PNR250-080-SC, PNR150-100-SC, PNR200-100-SC, PNR250-100-SC, TNR125-060, TNA126-060, TNR150-060, TNA151-060, TNR200-060, TNA201-060, TNR150-100, TNA151-100, TNR200-100, TNA201-100, TNR250-100, TNA251-100, TNR300-100, TNA301-100, TNR400-100, TNA401-100 Note: Additional letters and/or numbers may be placed (as suffix) to indicate trim packages and/or tracking numbers | Lisa Davis 615-889-8900 x2229
Lochinvar-3 |  | CLN199100 100, CLN199100 200, CLN19980 200, CLN275085 100, CLN275085A 100, CLN400085 100, CLN400085A 100, CLN075100 100, UTN10075 100, UBG2F7575T4NV100, CLN120080 104, CLN154080 104, CLN180100 104, CLN199100 104, CLN250100 104, CLN250100A 104, CLN275085 104, CLN275085A 104, CLN310085 104, CLN310085A 104, CLN366085 104, CLN366085A 104, CLN400085 104, CLN400085A 104, CLN120080 200, CLN154080 200, CLN180080 200, CLN250100 200, CLN250100A 200, CLN275100 200, CLN275100A 200, CLN310085 200, CLN310085A 200, CLN366085 200, CLN366085A 200, CLN390085 200, CLN390085A 200, LTI-540P-N, LTO-540P-N, LTI-(110C, 310C, 510C), LTI-(110U, 310U, 510U), LTO-(110U, 310U, 510U), LTI-(140H-N, 240H-N, 340H-N, 540H-N), LTO-(140H-N, 240H-N, 340H-N, 540H-N), SWN100035200, SCN130035200, SWN130035200, SCN150035200, SWN150035200, SCN130050200, SWN130050200, SCN150050200, SWN150050200, SCN175050200, SWN175050200, SCN199050200, SWN199050200 | CGN075075, LTN(07575, 07575ST) CGN075100, LTN10075 LVN(07580, 07580ST) CXN(120070, 155080, 180100) CXN(199100, 250100, 275100, 310085, 365085, 400085)(A) Note: Additional letters and/or numbers may be placed (as suffix) to indicate trim packages and/or tracking numbers | Lisa Davis 615-889-8900 x2229
Lync by Watts | LC10E |  |  | Michael Hubbard 817-716-4010 Michael.hubbard@wattswater.com
McKenna Boiler | MH-15; MH-20; MH-25; MH-30; MH-40; MH-50 JFS-50PF, JFS-40PF, JFS-30PF, JFS-25PF, JFS-20PF, JFS-15PF, JFS-10PF JFS-50LF, JFS-40LF, JFS-35LF | MH-10 |  | Gavin Smith / Corbin Smith corbin@mckennaboiler.com 323-221-1171
Midea |  | JSG52-32PCH-NG Kings Peak: KNG199ICW Sun Labs: SL199KNG |  | Xu Jie +86 13118846485
Miura America Co., Ltd. Miura Canada Co. Ltd. | LX-50G, LX-50SG, LXW-50G, LXL-50G, LXL-50SG LX-50SG-07, LX-50SG-12, LX-50SG-16, LXL-50SG-07, LXL-50SG-16 |  |  | Ryosuke Horioka 678-685-0929 ryosuke.horioka@miuraz.com
Monitor Products, Inc. |  |  | MZ25S, MZ25C, MZ40C, MZ20-40C MWH-180 (indoor), MWH-180EX (Outdoor) | Bogdan Blicharz 609-584-0505 x 21
Navien, Inc. |  | CR-180A NG, CR-210A NG, CR-240A NG, CR-180 NG, CR-210 NG, CR-240 NG CB-180, CB-210, CB-240 CH-180, CH-210, CH-240 CH-180 ASME, CH-210 ASME, CH-240 ASME NR-180 NG, NR-180A NG, NP-180 NG, NP-180A NG, NR-210 NG, NR-210A NG, NP-210 NG, NP-210A NG, NR-240 NG, NR-240A NG, NP-240 NG, NP-240A NG NPE-180A NG, NPE-210A NG, NPE-240A NG, NPE-180S, NPE-150S, NPE-210S, NPE-240S NCB-150, NCB-180, NCB-210, NCB-240, NCB-150E, NCB-180E, NCB-210E, NCB-240E NHB-055, NHB-080, NHB-110, NHB-150, NHB-055H, NHB-080H, NHB-110H, NHB-150H NFB-175, NFB-199, NFB-200, NFB-299, NFB-301C, NFB-399C NFC -175, NFC-200 NPN-199U, NPN-180U, NPN-160U NPN-199E, NPN-180E, NPN-160E, NPN-120E NPN-199E-NG, NPN-180E-NG, NPN-160E-NG, NPN-120E-NG NPE-240A2, NPE-210A2, NPE-180A2 NPE-240S2, NPE-210S2, NPE-180S2, NPE-150S2 NCB-190/060H, NCB-190/080H, NCB-240/110H, NCB-240/130H, NCB-250/150H NVW-400C, NVW-300C NFC-250/200H, NFB-200H, NFC-250/175H, NFB-175H NHW700-160SU-NG. NHW700-160AI-NG, NHW700-180SU-NG, NHW700-180AI-NG, NHW700-199SU-NG, NHW700-199AI-NG NHW700-120SE-NG, NHW700-160SE-NG, NHW700-160AE-NG, NHW700-180SE-NG, NHW700-180AE-NG, NHW700-199SE-NG, NHW700-199AE-NG |  | Kevin Pirotin 949-420-0420 Indah Widjaja Indah.widjaja@navien.com
New Yorker Boiler Company, LLC |  | GHE80B, GHE100B, GHE120B, GHE150B, GHE180B, GHE180M GHE135CB, GHE150CB, GHE180CB GHE80HB, GHE100HB, GHE120HB, GHE150HB, GHE180HB GHE2-080, GHE2-120, GHE2-120B, GHE2-150, GHE2-180 GHE2C-136, GHE2C-136B, GHE2C-200 |  | John Busse jbusse@usboiler.net 717-239-4482
New York Thermal (NTI) | Lx500, Lx500WH, Lx600, Lx600WH, Lx700, Lx700WH, Lx800, Lx800WH FTG-800, FTG-1200, FTG-1400, FTG-2000 HBMX500N, WHMX500N, HBMX650N, WHMX650N, HBMX800N, WHMX800N Hubbell: NX500, NX600, NX700, NX800 TFTN 500, TFTN 600, TFTN 725, TFTN 850 | Lx200, Lx200WH, Lx300, Lx300WH, Lx400, Lx400WH Tft60, Tft85, Tft110, Tft154, Tft201, Tft285, Tft340, Tft399 FTVN-085, FTVN-110, FTVN-110C, FTVN-150, FTVN-150C, FTVN-199, FTVN-199C NC085, NC110, NC110C, NC150, NC150C, NC199, NC199C TRX085, TRX110C, TRX120, TRX150, TRX150C, TRX199, TRX199C HBMX400N, WHMX400N TFTN085, TFTN110, TFTN150, TFTN199, TFTN285, TFTN340, TFTN399 Hubbell: NX200, NX300, NX400 Ariston Thermo USA: ELU-85WB, ELU-120WC, ELU-120WB, ELU-150WB, ELU-150WC, ELU-199WB, ELU-199WC EFTU-85WB, EFTU-110WB, EFTU-110WC, EFTU-150WB, EFTU-150WC, EFTU-199WB, EFTU-199WC |  | Jason Thompson 30 Stonegate Drive Saint John, NB E2H 0A4 506-657-6000
Noritz America Corp. |  | NR83-DVC, NR98(OD,DVC,SV), NRC111(OD,DV), NR199(OD,DVC) NRC98-(OD, DV), NCC199(OD,DV), NC199(OD,DVC) NRC83-(OD, DV), NRC661-(OD,DV), NRC1111-(OD,DV), NCC1991-(OD,DV), NCC1992-DV, NR981-(OD,DVC), NC1991-(OD,DVC), NR981-SV, EN18WI30LS, EN19WI30LS NR501-OD (NGA), NR662-OD (NGA) NRC711-DV, NRC711-OD, NRC661A-DV, NRC661A-OD, NRCP982-DV, NRCP1112-DV, NRC663-FSV NRCP111-DV, NRCP98-DV NERC11-DV, NERC98-DV, NER66-OD FFWI98XNRQ, FFWI71XNRQ, FFWE98XNRQ, FFWE66XNRQ, CB199-DV, CB180-DV, CB140-DV, GQ-C3259WZ-FFUS, GQ-C3259WX-FFUS, GQ-C2859WZ-FFUS, GQ-C2859WX-FFUS NRCB199DV [GHQ-C3201 WX-FFUS], NRCB180DV [GHQ-C2801WX-FFUS] NCC300OD [GQ-C5032WZ US], NCC300DV [GQ-C5032WZ-FF US], NR83OD [GQ-2457WS US] NCC199CDV [GQ-C3260WZ-FF US], EZ111DV [GQ-C3260WX-FF US], NRCR111DV [GQ-C3260WXQ-FF US], EZ98DV [GQ-C2860WX-FF US], NRCR92DV [GQ-C2660WXQ-FF US] NCC199CDV [GQ-C3261WZ-FF US], EZ111DV [GQ-C3261WX-FF US], NRCR111DV [GQ-C3261WXQ-FF US], EZ98DV [GQ-C2861WX-FF US], NRCR92DV [GQ-C2661WXQ-FF US], EZ71DV [GQ-C2661WX-FF US] NR71DVC, GQ-2457WS-FFA US, GQ-2457WS-FFA-1 US | N-042, N-063, N-084, N-132, N-063S, N-069M, N-132M, N-084M, N-084-DV, N-132M, N069M-1, N069M-OD, N-063S-1, N063S-OD, N-0751M-DV NH-1501-DV, NH-2001-DV, N-0751M, N-0751M-OD, N-0631S, N-0631S-OD, N-0931M, N-0931M-DV, N-0931M-OD, N-0931M-ASME, N-0931M-DV-ASME, N-1321M-ASME, N-0531S, N-0531S-OD, N-0841 MC, N-0841 MC-DV, N-0751M-DVC, N-0842MC, N-842MC-DV NR66-SV, NR66-OD, NR71-SV, NR71-OD, NR98-SV, NR98-OD, NR98-DVC, NC199-OD, NC199-DVC, NRC111-SV, NRC111-DV, NCC199-SV, NCC199-DV, NR111-SV, NR111-OD, NR111-DV, NC250-SV-ASME, NC250-DV-ASME, NC380-SV-ASME, NH150-DV, NH199-DV (These are alternate model names of models shown above in italics) NR50-OD | Randy Oshiro 714-433-7835 Hisayo Holt 714-433-7821 hholt@noritz.com
Pacific Steam | BP-210, BP-300, BP-300S, BP-400, BP-500 | BP-100, BP-100S, BP-200, BP-200S, BP-200SX |  | David Kang 562-906-9292 skang@pacificsteam.com
Paloma (Paloma Industries, Inc). Paloma Ecosense Raypak Rheem Rheem-Ruud |  | Paloma:PH2-25R DVSN, PH2-25R OFN, PH2-20R DVSN, PH2-20R OFN, PHH-32RDVN, PHH-32ROFN, PH2-28RDVSLN, PH2-28ROFLN PH2-(25RDVSLN, 25ROFLN, 20RDVSLN, 20ROFLN, PHH-(32RDVSLN,32RDVLN-1, 32RDVLN, 29RDVSLN, 29RDVLN-1, 29RDVLN, 25RDVSLN, 25RDVLN-1, 25RDVLN, 32ROFLN, 32ROFLN-1, 29ROFLN, 29ROFLN-1, 25ROFLN, 25ROFLN-1), PH2-25RDVSLN-1, PH2-25ROFLN-1, PH2-20RDVSLN-1, PH2-20ROFLN-1, PH2-22RDVSLN-1, PH2-22ROFLN-1 Ecosense:ECO180DVN3, ECO180XN3, ECO150DVN3, ECO150XN3. ECOH200DVN, ECOH200XN,ECOH200, ECOH200XN, ECO200DVLN3, ECO200XLN3 ECO(180DVLN3, 180XLN3, 150DVLN3, 150XLN3), ECOH(200DVLN, 200XLN, 160DVLN, 160XLN), ECOH180DVLN, ECOH180XLN, ECO200DVLN3-1, ECO180DVLN3-1, ECO150DVLN3-1, ECO200XLN3-1, ECO180XLN3-1, ECO150XLN3-1, ECOH(200DVLN-1,180DVLN-1, 160DVLN-1, 200XLN-1, 180XLN-1, 160XLN-1) Raypak:209DVN, 209XN,NH-209DVN, NH-209XN,NH-188DVN, NH-188XN, NH-208DVLN, NH-208XLN, NH-(209DVLN-1, 159DVLN-1), NH-(188DVLN, 188XLN), NH-(209DVLN, 209XLN), NH-(159DVLN, 159XLN), NH-208DVLN-1, NH-188DVLN-1, NH-208XLN-1, NH(209XLN-1, 188XLN-1, 159XLN-1) Rheem:RTG-84DVN, RTG-84XN, RTG-64DVN, RTG-64XN, RTGH-95DVN, RTGH-95XN, RUTGH-95DVN, RUTGH-95XN RTG-95DVLN, RTG-95XLN RTG-(84DVLN, 84XLN, 64DVLN, 64XLN), RTGH-(95DVLN, 95XLN), RTGH-(84DVLN, 84XLN), RTGH-90DVLN, RTGH-90XLN, RTG-95DVLN-1, RTG-84DVLN-1, RTG-64DVLN-1, RTG-95XLN-1, RTG-84XLN-1, RTG-64XLN-1, RTGH(95DVLN-1, 90DVLN-1, 84DVLN-1, 95XLN-1, 90XLN-1, 84XLN-1) Rheem-Ruud:GT-180DVN, GT-180XN | Paloma:PH-16FSN, PTG-42PVN, PH-28RIFSN, PH-28ROFN, PTG-74PVN, PTG-74XN, PH-28CIFSN, PH-28COFN, PH-28 R DVSN, PH-28 C DVSN, PTG-74DVN, PTG2-42PVN, PTG-53PVN, PTG-53XN, PTG-53DVN, PH-16FISN, PH-20R IFSN, PH-20R OFN, PH-20R DVSN, PH-25R DVSN, PH-25R OFN, PH2-28R DVSN, PH2-28R OFN. PHH-25RDVN, PHH-25ROFN (Also certified equivalent trade brand WaiWela, EcoSense, Rheem, Ruud, Richmond, Raypak, Sure Comfort) Ecosense:ECOH160DVN, ECOH160XN (equivalent from Paloma) Raypak:159DVN, 159XN (equivalent from Paloma),NH-159DVN, NH-159XN,NH-208DVN, NH-208XN Rheem:RTG-16PVN, RTG-42PVN, RTG-74PVN, RTG-74XN, GT-199PV-N, GT-199X-N, RTG-74DVN, GT-199DV-N, RTG2-42PVN, RTG-53PVN, RTG-53XN, RTG-53DVN, RTGL74DVN, RTGL74PVN, RTGL74XN, RTG-66XN, RTG-66DVN, RTG-95DVN, RTG-95XN. RTGH-84DVN, RTGH-84XN (equivalent from Paloma) Rheem-Ruud:GT-199PV-N, GT-199X-N, GT-199DV-N, GT-200DVN, GT-200XN | Hadi Takeuchi 805-278-5499
Paloma (Paloma Industries, Inc). Richmond Ruud SureComfort WaiWela |  | Richmond:RMTG84DVN, RMTG84XN, RMTG64DVN, RMTG64XN RMTGH95DVN, RMTGH95XN,RMTGH95DVN, RMTGH95XN RMTG95DVLN, RMTG95XLN RMTG-(84DVLN, 84XLN, 64DVLN, 64XLN), RMTGH-(95DVLN, 95XLN), RMTGH-(84DVLN, 84XLN), RMTGH90DVLN, RMTGH90XLN, RMTG-95DVLN-1, RMTG-84DVLN-1, RMTG-64DVLN-1, RMTG-95XLN-1, RMTG-84XLN-1, RMTG-64XLN-1, RMTGH(95DVLN-1, 90DVLN-1, 84DVLN-1, 95XLN-1, 90XLN-1, 84XLN-1) Ruud:RUTG-84DVN, RUTG-84XN, RUTG-64DVN, RUTG-64XN. RUTGH-95DVN, RUTGH-95XN, RUTG-95DVLN, RUTG-95XLN RUTG-(84DVLN, 84XLN, 64DVLN, 64XLN), RUTGH-(95DVLN, 95XLN), RUTGH-(84DVLN, 84XLN), RUTGH90DVLN, RUTGH90XLN, RUTG-95DVLN-1, RUTG-84DVLN-1, RUTG-64DVLN-1, RUTG-95XLN-1, RUTG-84XLN-1, RUTG-64XLN-1, RUTGH(95DVLN-1, 90DVLN-1, 84DVLN-1, 95XLN-1, 90XLN-1, 84XLN-1) RUTGH-C95DVLN, RUTGH-CM95DVLN, RUTGH-C95XLN, RUTGH-CM95XLN SureComfort: SCT180DVN, SCT180XN, SCT150DVN, SCT150XN. SCTH200DVN, SCTH200XN, SCT200DVLN, SCT200XLN SCT(180DVLN, 180XLN, 150DVLN, 150XLN), SCTH(200DVLN, 200XLN), SCTH(160DVLN, 160XLN) WaiWela: PH2-25R DVSN, PH2-25R OFN, PH2-20R DVSN, PH2-20R OFN, PHH-32RDVN, PHH-32ROFN, PHH-32RDVN, PHH-32RFON, PH2-28RDVSLN, PH2-28ROFLN PH2-(25RDVSLN, 25ROFLN, 20RDVSLN, 20ROFLN), PHH-(32RDVLN, 32ROFLN), PHH-(25RDVLN, 25ROFLN), PHH29RDVLN, PHH29ROFLN, PH2-28RDVSLN-1, PH2-25RDVSLN-1, PH2-20RDVSLN-1, PH2-28ROFLN-1, PH2-25ROFLN-1, PH2-20ROFLN-1, PHH(32RDVLN-1, 29RDLLN-1, 25RDVLN-1, 32ROFLN-1, 29ROFLN-1, 25ROFLN-1) PH2-22RDVSLN-1, PH2-22ROFLN-1 | Richmond:RMTG-42PVN, RMTG-74PVN, RMTG-74XN, RMTG-74DVN, RMTG2-42PVN, RMTG-53PVN, RMTG-53XN, RMTG-53DVN, RMTG-66DVN, RMTG-66XN, RMTG95DVN, RMTG95XN. RMTGH84DVN, RMTGH84XN (equivalent from Paloma) Ruud: RUTG-42PVN, RUTG-74PVN, RUTG-74XN, GT-199DV-N, GT-199PV-N, GT-199X-N, RUTG2-42PVN, RUTG-53PVN, RUTG-53XN, RUTG-53DVN, RUTGL74DVN, RUTGL74PVN, RUTGL74XN, RUTG-66DVN, RUTG-66XN, RUTG-95DVN, RUTG-95XN. RUTGH-84DVN, RUTGH-84XN (equivalent from Paloma) SureComfort:SCT200DVN, SCT200XN. SCTH160DVN, SCTH160XN (equivalent from Paloma) WaiWela: PH-28RIFSN, PH-28ROFN, PH-28CIFSN, PH-28COFN, PH-28 R DVSN, PH-28 C DVSN, PH-16FISN, PH-20R IFSN, PH-20R OFN, PH-20R DVSN, PH-25R DVSN, PH-25R OFN, PH2-28R DVSN, PH2-28R OFN. PHH-25RDVN, PHH-25ROFN (equivalent from Paloma) | Hadi Takeuchi 805-278-5499
Parker Boiler Company | 103-15L, 103-20L, 103-25L, 15L, 15LR. 20L, 20LR, 25L, 25LR, 30LR, 40LR, 48LR, 70LR, HT432L, WH490L, WH490LR, T490L, T490LR, HT528L, T600L, T600LR, WH600L, WH600LR, HT672L, WH730L, WH730LR, T760L, T760LR, HT864L, T970L, T970LR, WH970L, WH970LR, HT1008L, WH1210L, WH1210LR, HT1296L, WH1410L, WH1410LR, T1460L, T1460LR, HT1536L, T1730L, T1730LR, WH1900L, WH1900LR, HT1920L, T2160L (1990), WH2270L (1990), WH2270LR(1990), HT2304L(1990), T2600L (1990), T2600LR (1990), HT2640L (1990), WH2650 (1990), WH2650L(1990), WH2650LR(1990), T2970L (1990), WH3000L (1990), WH3000LR(1990), HT3120L (1990), HT3456L (1990), T3600L (1990), T3900 (1990), HT4032L (1990), T4600L (1990), T1995LR, T1140LR, T1995L, 30L, 40L, 70L, 48L, G672R, G672RL, G1008R, G1008RL, G1536R, G1536RL, G2304R, G2304RL, T1140L TC150, TC150L, TC210, TC210L, TC350, TC350L, TC600, TC600L, 14WWL, 21WWL, 24WWL TCA550L, TCA1000L, TCA2000L | 103-9.5L, 9.5L, 9.5LR, HT180L, HT247L, T300LR, T395L, T395LR, WH395LR, HT395L, HT126L, WH395L, T300L, WH300L, 9.6WWL TCA399L | 3LA, 7LA, 9.5LA | Greg Danenhauer (323) 727-9800 gdanenhauer@parkerboiler.com
Patterson-Kelley, LLC | N-700, N-900, N-1000, N-1200, N-1500, N-1700, N-1900, N-2000, PKN-1000, PKN-2000, NM-1000, NM-1500, NM-2000, C-450, C-750, C-900, C-1050, C-450LNX, C-750LNX, C-900LNX, C-1050LNX, C-1500, C-1500H, C-2000, C-2000H, N-1500MFD, N-2000MFD, N-1000MFD, N-750MFD D-700, D-900, D-1000, D-1200, D-1500, D-1700, D-1900, D-2000 D-750MFD, D-1000MFD, D-1500MFD, D-2000MFD, CM-500, SN-700, SN-900 SC-2000, SC-1500 SCD/SC1000, SCD/SC850, SCD/SC750, SCD/SC650 HC-800, HC-1000 SN-1000, SN-1200, SN-1500, N-1500-2, SN-1500-2, SN-1700, N-1700-2, SN-1700-2, SN-1900, N-1900-2, SN-1900-2, SN-2000, N-2000-2, SN-2000-2 SD-700, SD-900, SD-1200, SD-1500, D-1500-2, SD-1500-2, SD-1700, SD-1900, D-1900-2, SD-1900-2, SD-2000, D-2000-2, SD-2000-2 DM-1000, SNM-1000, SDM-1000, DM-1500, SNM-1500, SDM-1500, DM-2000, SNM-2000, SDM-2000 C-750T, C-900T, C-1050T, C1500T, C2000T W-750MFD, N-750VX, W-750VX, W-1000MFD, N-1000VX, W-1000VX, W-1500MFD, N-1500VX, W-1500VX, W-1700MFD, N-1700VX, W-1700VX, W-2000MFD, N-2000VX, W-2000VX ST-1250*, ST-1500*, ST-1750*, ST-2000* SL-2000, SL-1500 , SL-1000, SL-850, SL-725 N2000-VX2, N1500-VX2, N850-VX2 | C-300, C-300LNX, CM-300, CM-399 |  | Chris Ellingwood chris.ellingwood@spx.com 570-421-7500; 570-476-7273 Patrick Villaume Phone: (570) 476-7214 pvillaume@harsco.com www.harscopk.com
Pavilion (PB Heat LLC) |  | UT199DV [GQ-C3260WX-FF PB US], PR199DV [GQ-C3260WXQ-FF PB US], PV199DV [GHQ-C3201WX-FF PB US] |  | Adam Rose rosea@pbheat.com 610-369-3257
Peerless Boilers (PB Heat LLC) | LC-04, LC-05R, LC-05, LC-06, LC-07, LC-08, LC-09, LC-10 PF-850, PF-1000, PF-1500 PFC-850, PFC-1000, PFC-1500, PFC-2000 TCII-04, TCII-05, TCII-06, TCII-07R | PF-50, PF-80, PF-110, PF-140 PF-210, PF-399 Cast 92-2, Cast 92-4 (certified on March 30, 2010 by Mestek, Inc.) PC-160C, PC-160OC, PC-160B, PC-160OB (Certified on March 30, 2010 by Mestek, Inc.) PBC-34-N, PBC-40-N, PBC-52-N |  | Adam Rose rosea@pbheat.com 610-369-3257
Pentair Pool Products (Pool Heaters) | ETi 1M | ETI400NA ASME, ETi400NA ASME ULTRATEMP ETiTM230 | Pool Heaters (certification does not expire on 12/31/2011): MasterTemp: 125, 200, 200 HD, 250, 250 HD, 250 ASME, 300, 300 HD, 400, 400 HD, 400 ASME ETi 250 | Mauricio Valencia (805) 553-5246
Pentair Pool Products (Pool Heaters) | Pool Heaters: PM (0500, 0750, 1000, 1250, 1500, 1750, 2000) NACC2BXN (Certified by Laars - 8/31/10)
Precision Boilers | FTS-1-50-150-CS-N |  |  | Patrick Godsey (423) 587-9390 x253
Purpose Co. (AO Smith) |  | AT-KJr3U(IN-N, OS-N), AT-K5U(IN-N, OS-N), AT-D3U(IN-N, OS-N), AT-H3P-DV-N, AT-H3P-OS AT-H3C-DV-N, AT-H3C-OS-N ACB-110(S,H)-N, ACB-150(S,H)-N, ACB-199(S,H)-N AT-H5P-N, AT-H5SP-N, AT-H5JP-N AO Smith Signature: GT15-110C-I 100, GT15-310C-I 100, GT15-510C-I 100, GT15-110U-O 200, GT15-310U-O 200, GT15-510U-O 200, GT15-240-NI (100,101), GT15-340-NI (100,101), GT15-540-NI (100,101), GT15-240-NO (100,101), GT15-540-NO (100,101), GT15-540P*-NI 100 |  | Indah Widjaja 949-770-7171 x2327
PVI Industries | 8TPL, 12TPL 50(N/P/SS/*)(250/300)A-MXF, 70(N/P/SS/*)(250/300)A-MXF, 80(N/P/SS/*)(250/300)A-MXF 50(L)(X)125A-(MX,PV), 75(L)(X)125A-(MX,PV), 90(L)(X)125A-(MX,PV), 50(L)(X)250A-(MX,PV), 75(L)(X)250A-(MX,PV), 90(L)(X)250A-(MX,PV), 50(L)(X)300A-(MX,PV), 75(L)(X)300A-(MX,PV), 90(L)(X)300A-(MX,PV), 150(L)(X)250A-(MX,PV), 180(L)(X)250A-(MX,PV), 2000(L)(X)250A-(MX,PV), 150(L)(X)300A-(MX,PV), 180(L)(X)300A-(MX,PV), 200(L)(X)300A-(MX,PV) 50L130A-GCML, 60L130A-GCML, 70L130A-GCML, 80L130A-GCML, 90L130A-GCML, 50L 225A-PVX, 75L 225A-PVX, 100L 225A-PVX 50L*A-TPX, 75L*A-TPX, 100L*A-TPX, 130L*A-TPX, 160L*A-TPX 100L 130A-GMCL, 90L 130A-GMCL CEN 2000, CEN 1600 CQT500 N(O,C,Z), CQT600 N(O,C,Z), CQT700 N(O,C,Z), CQT800 N(O,C,Z), CQT900 N(O,C,Z), CQT1000 N(O,C,Z), CQT1100 N(O,C,Z), CQT1200 N(O,C,Z) Discontinued Models: 60(N/P/SS/*)125A-MXF, 80(N/P/SS/*)125A-MXF, 90(N/P/SS/*)125A-MXF, 100(N/P/SS/*)(250/300)A-MXF, 120(N/P/SS/*)(250/300)A-MXF, 140(N/P/SS/*)300A-MXF, 160(N/P/SS/*)250A-MXF, 170(N/P/SS/*)300A-MXF, 190(N/P/SS/*)300A-MXF, 50(P,N,SS)(X)125A-(MXPV)IF, 65(P,N,SS)(X)125A-(MXPV)IF, 75(P,N,SS)(X)125A-(MXPV)IF, 85(P,N,SS)(X)125A-(MXPV)IF, 90(P,N,SS)(X)125A-(MXPV)IF, 50(P,N,SS)(X)250A-(MXPV)IF, 65(P,N,SS)(X)250A-(MXPV)IF, 75(P,N,SS)(X)250A-(MXPV)IF, 85(P,N,SS)(X)250A-(MXPV)IF, 90(P,N,SS)(X)250A-(MXPV)IF, 50(P,N,SS)(X)300A-(MXPV)IF, 65(P,N,SS)(X)300A-(MXPV)IF, 75(P,N,SS)(X)300A-(MXPV)IF, 85(P,N,SS)(X)300A-(MXPV)IF, 90(P,N,SS)(X)300A-(MXPV)IF, 50(P,N,SS/*)(X)125A-(MXPV)IF, 65(P,N,SS/*)(X)125A-(MXPV)IF, 75(P,N,SS/*)(X)125A-(MXPV)IF, 85(P,N,SS/*)(X)125A-(MXPV)IF, 90(P,N,SS/*)(X)125A-(MXPV)IF, 50(P,N,SS/*)(X)250A-(MXPV)IF, 65(P,N,SS/*)(X)250A-(MXPV)IF, 75(P,N,SS/*)(X)250A-(MXPV)IF, 85(P,N,SS/*)(X)250A-(MXPV)IF, 90(P,N,SS/*)(X)250A-(MXPV)IF, 50(P,N,SS/*)(X)300A-(MXPV)IF, 65(P,N,SS/*)(X)300A-(MXPV)IF, 75(P,N,SS/*)(X)300A-(MXPV)IF, 85(P,N,SS/*)(X)300A-(MXPV)IF, 90(P,N,SS/*)(X)300A-(MXPV)IF, 150(N/P/SS/*)(X)250A-(MXPV)IF, 180(N/P/SS/*)(X)250A-(MXPV)IF, 200(N/P/SS/*)(X)250A-(MXPV)IF, 150(N/P/SS/*)(X)300A-(MXPV)IF, 180(N/P/SS/*)(X)300A-(MXPV)IF, 200(N/P/SS/*)(X)300A-(MXPV)IF, 50L(SS,V)130A-GCML, 55L(SS,V)130A-GCML, 60L(SS,V)130A-GCML, 65L(SS,V)130A-GCML, 70L(SS,V)130A-GCML, 75L(SS,V)130A-GCML, 80L(SS,V)130A-GCML, 85L(SS,V)130A-GCML, 90L(SS,V)130A-GCML, 95L(SS,V)130A-GCML 500L 225A-PVX, 750L 225A-PVX, 1000L 225A-PVX De-Cert Models: 2566(N/P/SS/*)250A MXIF, 2566(N/P/SS/*)300A MXIF | 40(N/P/SS/*)125A-MXF, 199(N/P/SS/C/*) A-PN (SANI), 299(N/P/SS/C/*) A-PN (SANI) 25(P,N,SS)(X)125A-(MXPV) IF, 40(P,N,SS)(X)125A-(MXPV) IF, 25(N/P/SS/*)(X)125A-(MXPV) IF, 40(N/P/SS/*)(X)125A-(MXPV) IF, 20L(SS,V)130A-GCL, 30L(SS,V)130A-GCL, 40L(SS,V)130A-GCL, 20L 100A-GCL, 25L 100A-GCL, 30L 100A-GCL 40L*A-TPX 20L 25-RGC, 20L 25-ARGC CQT200 N(O,C,Z), CQT250 N(O,C,Z), CQT300 N(O,C,Z), CQT400 N(O,C,Z) | 399(N/P/SS/C/*) A-PN (SANI), 20 (N/P/SS/*)125A-MXL, 27 (N/P/SS/*)125A-MXL, 40 (N/P/SS/*)125A-MXL, 27 (N/P/SS/*)250A-MXL, 40 (N/P/SS/*)250A-MXL, 2TPL, 3TPL, 4TPL | Jason Swartzendruber 817-632-0916 Jason.Swartzendruber@wattswater.com
Quietside Corporation (Daesung Industriial Co., LTD-Mnfd) |  |  | ODW-099A, ODW-120A, ODW-180A, ODW-199A, DPW-099A, DPW-120A | 888-699-6067 562-699-4351 Fax
Raypak | Hi-Delta Series: P-0502B, P-0652B, P-0752B, P-0902B, P-0992B, P-1262B, P-1532B, P-1802B, P-2002B, (H3,W3,WH3)-0502B,(H3,P,WH3)-0502C, (H3,W3,WH3)-0652B,(H3,P,WH3)-0652C (H3,W3,WH3)-0752B,(H3,P,WH3)-0752C, (H3,W3,WH3)-0902B,(H3,P,WH3)-0902C, (H8,W8,WH8)-0992B, (H8,P,WH8)-0992C,(H9,W9,WH9)-1262B,(H9,P,WH9)-1262C, (H9,W9,WH9)-1532B, (H9,P,WH9)-1532C,(H9,W9,WH9)-1802B, (H9,P,WH9)-1802C,(H9,W9,WH9,WHP)-2002B, (H9,P,WH9)-2002C,(H3,W3,WH3)-0502B(E), (H3,W3,WH3)-0652B(E), (H3,W3,WH3)-0752B(E), (H3,W3,WH3)-0902B(E), (H8,W8,WH8)-0992B(E), (H9,W9,WH9)-1262B(E), (H9,W9,WH9)-1532B(E), (H9,W9,WH9)-1802B(E), (H9,W9,WH9,WHP)-2002B(E) WH3-0502(B,C)(X), WH3-0652(B,C)(X), WH3-0752(B,C)(X), WH3-0902(B,C)(X), WH8-0992(B,C)(X), WH9-1262(B,C)(X), WH9-1532(B,C)(X), WH9-1802(B,C)(X), WH9-2002(B,C)(X) Hi-Delta Limited Series: (H3,WH3)-0499B, (H3,WH3)-0649B, (H3,WH3)-0749B, (H3,WH3)-0899B, (H3,WH3)-0989B, (H8,WH8)-1259B, (H9,WH9)-1529B, (H9,WH9)-1799B, (H9,WH9)-1999B MVB Series: (P,H7,W7,WH1,WHP)-0504, (P,H7,W7,WH1,WHP)-0754, (P,H7,W7,WH1,WHP)-1104, (P,H7,W7,WH1,WHP)-1504, (P,H7,W7,WH1,WHP)-2004, (P,H7,W7,WH1,WH7,WHP)-0504A, (P,H7,W7,WH1,WH7,WHP)-0754A, (P,H7,W7,WH1,WH7,WHP)-1104A, (P,H7,W7,WH1,WH7,WHP)-1504A, (P,H7,W7,WH1,WH7,WHP)-2004A, (H7,W7,WH7)-0503, (H7,W7,WH7)-0753, (H7,W7,WH7)-1003, (H7,W7,WH7)-1253, (H7,W7,WH7)-1503, (H7,W7,WH7)-1753, (H7,W7,WH7)-2003, (H7,W7,WH7)-0503A, (H7,W7,WH7)-0753A, (H7,W7,WH7)-1003A, (H7,W7,WH7)-1253A, (H7,W7,WH7)-1503A, (H7,W7,WH7)-1753A, (H7,W7,WH7)-2003A XTherm Series: (H7,W7,WH7,WHP,P)-1005, (H7,W7,WH7,WHP,P)-1505, (H7,W7,WH7,WHP,P)-2005, (H7,W7,WH7,WHP, P)-1005A, (H7,W7,WH7,WHP, P)-1505A, (H7,W7,WH7,WHP,P)-2005A XFyre Series: (H7,W7)-500, (H7,W7)-500A, (H7,W7)-700, (H7,W7)-700A, (H7,W7)-850, (H7,W7)-850A, WH7-500, WH7-500A, WH7-700, WH7-700A, WH7-850, WH7-850A XVERS Series: H7-0856*, H7-1006*, H7-1256*, H7-1506*, H7-1756*, H7-2006* XFire Series: (H7, WH7)-1000B, (H7, WH7)-800B, (H7, WH7)-650B, (H7, WH7)-500B XVersL Series: H7-506L, H7-606L, H7-726L, H7-856L XVERS w/KOR series: H7-1007, H7-1257, H7-1507, H7-2007 | Hi-Delta Series: P-0302B, P-0302C, P-0402B, P-0402C, (H3,W3,WH3)-0302B, (H3,W3,WH3)-0402B, (H3,W1,WH3)-0302B,(H3,WH3)-0302C, (H4,W1,WH1)-0302B (H4,WH1)-0302C, (H4,W1,WH1)-0402B, (H4,WH1)-0399B,(H4,WH1)-0402C, (H3,WH3)-0402C, (H3,W3,WH3)-0302B(E), (H3,W3,WH3)-0402B(E), (H4,W1,WH1)-0302B(E), (H4,W1,WH1)-0402B(E), (H3,WH1,WH3)-HD101, (H3,WH1,WH3)-HD151, (H3,WH1,WH3)-HD201, (H3,WH1,WH3)-HD251, (H3,WH1,WH3)-HD301, (H3,WH1,WH3)-HD401 WH3-0302(B,C)(X), WH3-0402(B,C)(X) XPak Series: XPak 85, XPak 120 XFyre Series: (H7,W7)-300, (H7,W7)-300A, (H7,W7)-400, (H7,W7)-400A, WH7-300, WH7-300A, WH7-400, WH7-400A 84 Professional Series: B-R259A-EN-X, B-R409A-EN-X XPakFT Series: H7-088AR-NS, H7-108AR-NS, H7-198AR-NS, H7-278AR-NS, H7-398A-NS XFire Series: (H7, WH7)-400B, (H7, WH7)-300B XVersL Series: H7-406L | Digital Pool Heaters: (Certification does not expire on 12/31/2011) Raypak brand: (B,C,P)-R207A-EN-(C,X), (B,C,P)-R267A-EN-(C,X), (B,C,P)-R337A-EN-(C,X) (B,C,P)-R407A-EN-(C,X) X94 Professional Series: S-R410-EN Rheem brand: (B,C,P)-M207A-EN-(C,X), (B,C,P)-M267A-EN-(C,X), (B,C,P)-M337A-EN-(C,X) (B,C,P)-M407A-EN-(C,X) Ruud brand: (B,C,P)-D207A-EN-(C,X), (B,C,P)-D267A-EN-(C,X), (B,C,P)-D337A-EN-(C,X) (B,C,P)-D407A-EN-(C,X) Aquadura brand: P-A267A-EN-(C,X), P-A407A-EN-(C,X) Raytherm Series boilers: (H4,WH1,H3,WH3)-0181, (H4,WH1,H3,WH3)-0261, (H4,WH1,H3,WH3)-0331, (H4,WH1,H3,WH3)-0401 Jacuzzi brand: JHN 266L, JHN 399L Avia: AVIA 264, AVIA 404 | Puzant Sherbetjian (805) 278-5300 www.raypak.com
RBI (Mestek, Inc.) | FB500, FW500, FB750, FW750, FB1000, FW1000, FB1250, FW1250, FB1500, FW1500, FB1750, FW1750, FB1950, FW1950, LCDB600, LCDW600, LB600, LW600, LCDB750, LCDW750, LB750, LW750, LCDB900, LCDW900, LB900, LW900, LCDB1050, LCDW1050, LB1050, LW1050, LCDB1200, LCDW1200, LB1200, LW1200, LCDB1480, LCDW1480, LB1480, LW1480, LCDB1650, LCDW1650, LB1650, LW1650, LCDB1970, LCDW1970, LB1970, LW1970, DB600, DW600, DB750, DW750, DB900, DW900, DB1050, DW1050, DB1350, DW1350, DB1500, DW1500, DB1950, DW1950, MB500, MW500, MB750, MW750, MB1000, MW1000, MB1250, MW1250, MB1500, MW1500, MB1750, MW1750, MB2000, MW2000, CB500, CW500, CB750, CW750, CB1000, CW1000, CB1250, CW1250, CB1500, CW1500, CB1750, CW1750, CB2000, CW2000, IB1000, IB750, IB500, IW1000, IW750, IW500, CK2000, CK1500, CK1000, CK0850, DP600, DP750, DP900, DP1050, DP1350, DP1500, DP1950 WB1250, WB1250X, WW1250, WW1250X, WB1500, WB1500X, WW1500, WW1500X, WB2000, WB2000X, WW2000, WW2000X WB0500, WB0650, WB0800, WB1000, WB0500X, WB0650X, WB0800X, WB1000X WW0500, WW0650, WW0800, WW1000, WW0500X, WW0650X, WW0800X, WW1000X RB0500, RB0600, RB0725, RB0850 | LCDB225, LCDW225, LB225, LW225, LCDB300, LCDW300, LB300, LW300, LCDB400, LCDW400, LB400, LW400, DB300, DW300, DB400, DW400, IE-50, IE-80, IE-110, IE-140, IE-199, IEW-199, IE-210, IEW-210, IE-399, IEW-399, X7P9-12002-004, X7P9-12003-004, DP300, DP400 RB0350, RB0400 WB0300, WB0350, WB0400, WB0300X, WB0350X, WB0400X WW0300, WW0350, WW0400, WW0300X, WW0350X, WW0400X |  | John Chicoine 413-564-5872 Jchicoine@mestek.com
Reliance Water Heater Co. (A. O. Smith) |  | 6 50 YTPDT, 6 50 YTPDT 130, 6 75 YTPDT 130, HE 50 100NE, HE 50 100NE 130, HE 75 100N E 130 RUF 100 199 N* 100 (BTH 199 Brander), RUF 100 199 NE(A) (300) L 95199N E100, L 85275N E 100, L 85275N EA 100, L85390N E 100, L85390N EA 100, TS 110UI 100, TS 110UE 100, TS 310UI 100, TS 310UE 100, TS 510UI 100, TS 510UE 100, TS140GIH100, TS140GEH100, TS 240GIH 100, TS 240GEH 100, TS 340GIH 100, TS 340 GEH 100, TS 540GIH 100, TS 540GEH 100, 6 100 URRT100, 6 75 URRBS100, L81120N E 104, L81154N E 104, L95180N E 104, L95199N E 104, L95250N E 104, L95250N EA 104, L85275N E 104, L85275N EA 104, L85310N E 104, L85310N EA 104, L85366 E 104, L85366N EA 104, L85390 E 104, L85390N EA 104, RUF 100 19NE 200, RUF 100 199NEA 200, L81120NE 200, L81154NE 200, L81180NE 200, L100250NE 200, L100250NEA 200, L100275NE 200, L100275NEA 200, L86310NE 200, L86310NEA 200, L86366NE 200, L86366NEA 200, L86390NE 200, L86390NEA 200, 675URRS100 TS-110C-G, TS-310C-G, TS-510C-G, TS-110U-I 200, TS-110U-E 200, TS-310U-I 200, TS-310U-E 200, TS-510U-I 200, TS-510U-E 200, TS-540P-NIH, TS-540P-NEH 6 50MTPDT 400, 6 75MTPDT 400 RUF-100-199 400 | S 75 76 NE 6 75 XRRS (BT 80 Branders) S 100 76 NE 6 100 XRRT (BT 100 Branders) 6 75 YRVIT* 8 75 YQVIT* (BTF 80 Branders) 6 50 YTVIT HE 50 76 NE (BTX 80 Branders) N 71 120 NE* N81154N* (BTN Branders) N 81 180 N* N100200NET* (BTN Branders) N 100 200 NEAS* N 100 250 NE* (BTN Branders) N 100 275 NEA N 85 310 NE* (BTN Branders) N 85 366 NE* N 85 390 N* (BTN Branders) | Joe Wallace 843-335-8281 x462 jwallace@hotwater.com
Rheem Sales Company | GHE119SU-500, GHE119SU-500A, GHE119SS-500, GHE119SS-500A | Rheem: GNU82-156, GNU75-125, GNU65-360, GNU37-200, GNU72-250(A), GNU100-400(A), GNU91-200, GNU76-200, GNU100-200(A), GNU100-270(A), GNU100-250(A) GHE100-(130, 130A, 160, 160A, 200, 200A, 250, 250A, 300, 300A, 350, 350A, 400, 400A), GHE119-500, GHE125-500A GHE100ES-(130,160,200,250,300,350,400) GHE80-(130, 130A, 150, 150A, 160, 160A. 200, 200A, 250, 250A, 300, 300A), GHE80ES-(130,150,200,250,300), 42V75UF, 42V100UF, 42X100UF, G75UN, G100UN, HE55-100, HE55-130, HE55-160, HE55-199, HE80-130, HE80-160, HE80-199, HE119-130, HE119-160, HE119-199 RTGH-C95DVLN, RTGH-CM95DVLN, RTGH-C95XLN, RTGH-CM95XLN RTG-70DVLN-1, RTG-70XLN-1, ECO160DVLN3-1, RTG-70DVLNWA-1, ECO160XLN3-1, RTG-70XLNWA-1 RTGH-S11i, ECOH-S200IN, ECOH-S200XN, RTGH-SR11i, RTGH-SC11i RTGH-CS11i, RTGH-CSR11i RTGH-S10i, ECOH-S180IN, ECOH-S180XN, RTGH-SR10i RTGH-S84i, ECOH-S160IN, ECOH-S160XN, RTGH-SR84i RETGH-S11iN, RETGH-SR11iN, RETGH-S10iN, RETGH-SR10iN, RETGH-S84iN, RETGH-SR84iN ECOHS200iN, ECOHSR200iN, ECOHS180iN, ECOHSR180iN, ECOHS160iN, ECOHSR160iN PROP G50-76U RH HE EC3, PROP G50-76U CN HE EC3, XG50T12UHN76C0, XG50T12UHN76U0, GHE50SU-76, GHE50SS-76 PROP G50-100U RH HE EC3, PROP G50-100U CN HE EC3, PROP G50-100N RX HE EC1, XG50T12UHN100C0, XG50T12UHN100U0, GHE50SU-100, GHE50SS-100, GHE50XSS-100 NG GHE75SU-100, GHE75SS-100 PROG75-75U RH EC1, PRO+G75-75U RH EC1, PRO+G75-80U RH EC1 , XG75T06EN76U1, G75UN-EC PROG98-75U RH EC1, PRO+G98-80 RH EC1 , XG98T06EN76U1, G100UN-EC PRO+G98-80U RH EC1, PRO+G75-80U RH EC1 PROPG75-100U RH HE EC3, XG75T12UHN100U0 Rheem Tankless: RTGH-RH11DVLN, ECOH200DVRHLN, RMTGH-RH111DVLN, RTGH-RH10DVLN, ECOH180DVRHLN, RTGH-RH84DVLN, ECOH150DVRHLN CRTGH-RH11DVLN, ECRTGH-RH11DVLN, CRTGH-RH10DVLN, ECRTGH-RH10DVLN, CRTGH-RH84DVLN, ECRTGH-RH84DVLN RECTGH-S84iN, RECTGH-SR84iN, RECTGH-S10iN, RECTGH-SR10iN, RECTGH-S11iN, RECTGH-SR11iN RTGH-68XLN-2, RTGH-68DVLN-2, RTGH-84DVLN-2, RTGH-90DVLN-2, RTGH-95DVLN-2 ECOH160DVLN-2, ECO180DVLN-2, ECO180DVELN-2, RTGH-95DVELN-2, ECO200DVLN-2, ECO200DVELN-2 RCBH199DVLN-B, RCBH180DVLN-B RTGH-RH11DVLN-B, RTGH-RH10DVLN-B RTG-70DVLN-3, RTG-84DVLN-3, RTG-95DVLN-3 ECO160DVELN-3, ECO180DVLN-3, ECO200DVELN-3, RTG-95DVELN-3 RTG-70XLN-3, RTG-84XLN-3, RTG-95XLN-3 ECO160XLN-3, ECO180XLN-3, ECO200XELN-3, RTG-95XELN-3 RTGH-68DVLN-3, RTGH-84DVLN-3, RTGH-90DVLN-3, RTGH-95DVLN-3 ECOH160DVLN-3, ECOH180DVLN-3, ECOH200DVELN-3, RTGH-95DVELN-3 RHBH-L99i, ECOHBH-L99i, RHBH-L120i, ECOHBH-L120i, RCBH-L125i, ECOCBH-L125i, RCBH-L160i, ECOCBH-L160i, RCBH-L199i, ECOCBH-L199i, RTGH-L199i, ECOTGH-L199i ECO160DVLN-3, ECOR160DVELN-3, RTG-R70DVELN-3, ECOR160XELN-3, RTG-R70XELN-3, ECOR200DVELN-3, RTG-R95DVELN-3, ECOR200XELN-3, RTG-R95XELN-3 Rheem Pro: RHGPRO75UF, RHGPRO100UF Enercare: ESGH-84-DVLN-2, ESGH-90-DVLN-2, ESGH-95-DVLN-2 ECE G50-76U CN HE EC3, ECE G50-100U CN HE EC3 General Electric: GG75T06LRD Eemax: ESG-70-DVLN-1, ESG-70-XLN-1 ESGH-S112IN, ESGH-S112XN ESGH-S084IN, ESGH-S084XN Rheem/Ruud/Richmond: GHE(80, 100)(SU, SS)-(130, 160,200, 250, 300, 350, 400); GHE(80, 100)(SU, SS)-(130, 160, 200, 250, 300, 350, 400)A Kiturami: RCBH199DVLN, CRCBH199DVLN, RUCBH199DVLN, NHCB-199DVLN, RCBH180DVLN, CRCBH180DVLN, RUCBH180DVLN, NHCB-180DVLN Rheem Canada: CRTGH-RH11DVLN-B THD: ECOH200DVRHLN-B, ECOH180DVRHLN-B Friedrich: FDTGH-S84i, FDTGH-S10i, FDTGH-S11i, FDTGH-SR84i, FDTGH-SR10i, FDTGH-SR11i, FDTGH-68DVLN-3, FDTGH-84DVLN-3, FDTGH-90DVLN-3, FDTGH-95DVELN-3, FDTGH-95DVLN-3, FDTG-70DVLN-3, FDTG-70XLN-3, FDTG-84DVLN-3, FDTG-84XLN-3, FDTG-95DVELN-3, FDTG-95DVLN-3, FDTG-95XELN-3, FDTG-95XLN-3, 12PROG 50-76U FD HE EC3, 12PROG 50-100U FD HE EC3, 12PROG 75-100U FD HE EC3 FDTG-R70DVELN-3, FDTG-R70XELN-3, FDTG-R95DVELN-3, FDTG-R95XELN-3 | Rheem:RHGPRO75, 42V75F GE: GG75T06ASK00 RUUD: PH-75F, RUGPRO75F VANGUARD: 2LAC9 Rheem: RSG75, GN37-200, GN65-360(A), GN72-250(A), GN75-125, GN76-200, GN82-156, GN91-200, GN100-200(A), GN100-250(A), GN100-270(A), GN100-400(A) Richmond: RMSG75, GN37-200, GN65-360(A), GN72-250(A), GN75-125, GN76-200, GN82-156, GN91-200, GN100-200(A), GN100-250(A), GN100-270(A), GN100-400(A) Ruud: RUSG75 SunEarth: SUSG75 ThermoMiser: TMSG75 | Jason Hall 334-546-5890 Jason.Hall@rheem.com
Rheem - Richmond |  | TNU82-156, TNU75-125, TNU65-360, TNU37-200, TNU72-250(A), TNU100-400(A), TNU91-200, TNU76-200, TNU100-200(A), TNU100-270(A), TNU100-250(A) THE100-(130, 130A, 160, 160A, 200, 200A, 250, 250A, 300, 300A, 350, 350A, 400, 400A), THE100ES-(250,300) THE80-(130, 130A, 150, 150A, 200, 200A, 250, 250A, 300, 300A) THE80ES-(130,150,200,250,300), THE100ES-(130,160,200,350,400) 6G75-75UF, T75UN, 5V100UF, T100UN, RMTG70DVLN-1, RMTG70XLN-1 RMTGH-S112IN, RMTGH-S112XN RMTGH-S084IN, RMTGH-S084XN RMTGHS11iN, RMTGHSR11iN, RMTGHS10iN, RMTGHSR10iN, RMTGHS84iN, RMTGHSR84iN RMTGH84DVLN-2, RMTGH90DVLN-2, RMTGH95DVLN-2, RMTGH95DVELN-2 12GUH50-76FN, 12GUH50-100FN 6G75-76FN4, 6G98-76FN4 RMTGHRH111DVLN-B RMTG70DVELN-3, RMTG70DVLN-3, RMTG84DVELN-3, RMTG84DVLN-3, RMTG95DVELN-3, RMTG95DVLN-3 RMTG70XELN-3, RMTG70XLN-3, RMTG84XELN-3, RMTG84XLN-3, RMTG95XELN-3, RMTG95XLN-3 RMTGH84DVLN-3, RMTGH90DVLN-3, RMTGH95DVELN-3 RMHBH-L99i, RMHBH-L120i, RMCBH-L125i, RMCBH-L160i, RMCBH-L199i, RMTGH-L199i 12GUH75-100FN RMTGR70DVELN-3, RMTGR70XELN-3, RMTGR95DVELN-3, RMTGR95XELN-3
Rheem - Ruud |  | PH2-75UF, P100UF, M100UF, RUTG-70DVLN-1, RUTG-70DVLNWA-1, RUTG-70XLN-1, RUTG-70XLNWA-1 RUTGH-S11i, RUTGH-SR11i, RUTGH-S10i, RUTGH-SR10i, RUTGH-S84i, RUTGH-SR84i RUTGH-CS11i, RUTGH-CSR11i RUTGH-68XLN-2, RUTGH-68DVLN-2, RUTGH-84DVLN-2, RUTGH-90DVLN-2, RUTGH-95DVLN-2, RUTGH-95DVELN-2 PROU G50-76U RU HE EC3, PROU G50-100U RU HE EC3 PROG75-75 RU EC1, PRO+G75-75U RU EC1, PRO+G75-80 RU EC1 , PROG98-75U RU EC1, PRO+G98-80 RU EC1 PRO+G98-80U RU EC1, PRO+G75-80U RU EC1 RUCBH199DVLN-B, RUCBH180DVLN-B RUTGH-RH11DVLN-B, RUTGH-RH10DVLN-B RUTG-70DVLN-3, RUTG-84DVLN-3, RUTG-95DVELN-3, RUTG-95DVLN-3 RUTG-70XLN-3, RUTG-84XLN-3, RUTG-95XELN-3, RUTG-95XLN-3 RUTGH-68DVLN-3, RUTGH-84DVLN-3, RUTGH-90DVLN-3, RUTGH-95DVELN-3, RUTGH-95DVLN-3 RUHBH-L99i, RUHBH-L120i, RUCBH-L125i, RUCBH-L160i, RUCBH-L199i, RUTGH-L199i i PROUG75-100U RU HE EC3 RUTG-R70DVELN-3, RUTG-R70XELN-3, RUTG-R95DVELN-3, RUTG-R95XELN-3
Riello Canada Inc. | Steel Pro 150 AR800, AR500SE AR1000, AR1500, AR2000 TH2O 1500, TH2O 1000, TH2O 800 | Steel Pro: 25, 35, 45, 75, 115 Family Pro: 42 KIS, 42 IS Residence Pro: 32 KIS, 32 IS Condexa Pro: NA 117 P, NA 75 P AR399SE Carrier: BWCAAG000150, BWHAAG000150BWCAAG000120, BWHAAG000120 Bryant: BWCAAG000150, BWHAAG000150, BWCAAG000120, BWHAAG000120 |  | Blaine Serio 905-542-0303x245 blaine.serio@riello.ca
Rinnai | RCB500AN, RCB750AN, RCB1000AN RCW500AN, RCW750AN, RCW1000AN | E50CN,E50CR,E60SR, E75C, E75CR, E85SR, E110C, E110CR, E110SR Q85S, QP85,Q130S, QP130, Q175S, Q175C, Q205S REU-KB3237(WD, FFUD)-US-N; RU98eN, RU98iN REU-KB2530(WD, FFUD)-US-N; RU80eN, RU80iN REU-VC2837WD-US-N; RL94eN REU-VC2528(W, FFU)-US-N; V75e, V75i REU-VC2528(WD, FFUD)-US-N; RL75eN, RL75iN REU-VC2528(WD, FFUD)-US(A)-N; RL75eN, RL75iN REU-VC2025(W, FFU)-US-N; V65e, V65i REU-VC2025(WD, FFUD)-US-N; RL65eN, RL65iN REU-VC2737FFUD-US, RLX94i; REU-KBD3237FFUD-US, RUC98i; REU-KBD2530FFUD-US, RUC80i; REU-KBP3237FFUD-US, RUR98i; REU-KBP3237WD-US, RUR98e; REU-KBD2934FFUD-US, RUC90i; REU-KB2934WD-US, RU90e; REU-KBD3237FFUDC-US, C199i; REU-KB3237WDC-US, C199e REU-KCM2025FFU-US; RUCS65i REU-KCM2025W-US; RUS65e REU-KCM2528FFU-US; RUCS75i REU-KCM2528W-US; RUS75e REU-VC2837W-US; V94e REU-VC2737FFU-US; V94Xi-N, REU-N3237FF-US, RU199i, REU-NP3237FF-US(A), RUR199i, REU-N3237FFC-US, CU199i, REU-N3237W-US, RU199e, REU-NP3237W-US(A), RUR199e, REU-N3237WC-US, CU199e, REU-N2934FF-US, RU180i, REU-N2934W-US, RU180e, REU-N2530FF-US, RU160i, REU-NP2530FF-US(A), RUR160i, REU-N2530FFC-US, CU160i, REU-N2530W-US, RU160e, REU-NP2530W-US(A), RUR160e, REU-N2530WC-US, CU160e, REU-N2025FF-US, RU130i, REU-N2025W-US, RU130e RSC199i, RSC199e, RSC160i, RSC160e M060C, M060S, M090S, M120S i060S, i090S, i120S, i150S i060C, i090C, i120C CHS19980Ri, CHS199100Ri REU-VE1720FFD-US-N, REU-VE1720WD-US-N, REU-VE2125FFD-US-N, REU-VE2125WD-US-N, REU-VEP2125FFD-US-N, REU-VEP2125WD-US-N, REU-VE2428FFD-US-N, REU-VE2428WD-US-N, REU-VE2737FFD-US-N, REU-VE2737WD-US-N, REU-VEP2737FFD-US-N, REU-VEP2737WD-US-N RE140iN, RE140eN, RE160iN, RE160eN, REP160iN, REP160eN, RE180iN, RE180eN, RE199iN, RE199eN, REP199iN, REP199eN RCB301AN, RCB399AN RX130i, RX160i, RXP160i, CX160i, CXP160i, RX180i, RX199i, RXP199i, CX199i, CXP199i REU-NB2024FF-US, REU-NB2530FF-US, REU-NBP2530FF-US, REU-NB2530FFC-US, REU-NBP2530FFC-US, REU-NB2934FF-US, REU-NB3237FF-U, REU-NBP3237FF-US, REU-NB3237FFC-US, REU-NBP3237FFC-US REB-B4458FF-US, REB-B3558FF-US , REB-B2658FF-US , REB-B2647FF-US, REB-B2630FF-US , REB-B1847FF-US IP150199C, IP120199C, IP090199C, IP090160C, IP090099C, IP060160C REB-B4400FF-US , REB-B3500FF-US , REB-B2600FF-US , REB-B1800FF-US IP150S, IP120S, IP090S, IP060S REB-B5858FF-US, REB-B5258FF-US, REB-B5800FF-US, REB-B5200FF-US IP199199C, IP175199C, IP199S, IP175S RCW399AN | REU-VA2019FFU-US, REU-VA2535FFUD-US, REU-VA3237W-US, REU-VA3237FFU-US, REU-VA2526FFU-US, REU-VA2528FFUD-US, REU-VA3237W-ASME, REU-VAM1620W-US, REU-VA2024WD-US, REU-VA2526W-US, REU-VA2528WD-US, REU-VA2535WD-US, REU-VA3237FFU-ASME, REU-VA2528FFUD(A)-US, REU-VA2528WD(A)-US, REU-VA2019 FFUD-UC, REU-VA2528 FFWD-UC, REU-VA2535 FFUD-UC, REU-VA2528 WD(A)-UC, REU-VA2535WD-UC, REU-VA2024WDD(A)-UC, REU-VA 1320 WF-US, REU-VB2020FFU-US, REU-VB2528FFUD-US, REU-VB2528WD-US, REU-VB2735FFUD-US, REU-VB2735WD-US, REU-KA2530FFUD-US, REU-KA2530WD-US, REU-KA3237FFUD-US, REU-KA3237WD-US REU-VC2837FFUD-US-N | Ryan McMichael 800-621-9419 x4370 rmcmichael@rinnai.us
Rite Engineering & Mfg. Co. | 48WG, 48WGE, 55WG, 55WGE, 63WG, 63WGE, 76WG, 76WGE, 85WG, 85WGE, 90WG, 90WGE, 105WG, 105WGE, 120WG, 120WGE, 135WG, 135WGE, 150WG, 150WGE, A150WG, A150WGE, 165WG, 165WGE, A165WG, A165WGE, 180WG, 180WGE, A180WG, A180WGE, 200WG, 200WGE, A200WG, A200WGE D500NG, D750NG, D1000NG, D1250NG, D1500NG, D1750NG, D2000NG, DA2000NG 48SG, 55SG, 63SG, 76SG, 85SG, 90SG,105SG, 120SG, 135SG, 150SG A150SG, 165SG, A165SG, 180SG, A180SG, 200SG, A200SG P10SG, P15SG, P20SG, P25SG, P35SG, P48SG W48WG, W48WGE, W55WG, W55WGE, W63WG, W63WGE, W76WG, W76WGE, W85WG, W85WGE, W90WG, W90WGE, W105WG, W105WGE, W120WG, W120WGE, W135WG, W135WGE, W150WG, W150WGE, WA150WG, WA150WGE, W165WG, W165WGE, WA165WG, WA165WGE, W180WG, W180WGE, WA180WG, WA180WGE, W200WG, W200WGE, WA200WG, WA200WGE D500WNG, D750WNG, D1000WNG, D1250WNG, D1500WNG, D1750WNG, D2000WNG, DA2000WNG W48SG, W55SG, W63SG, W76SG, W85SG, W90SG, W105SG, W120SG, W135SG, W150SG, WA150SG, W165SG, WA165SG, W180SG, WA180SG, W200SG, WA200SG WP10SG, WP15SG, WP20SG, WP25SG, WP35SG, WP48SG PW10WG, PW15WG, PW20WG, PW25WG, PW35WG, PW48WG WPW10WG, WPW15WG, WPW20WG, WPW25WG, WPW35WG, WPW48WG | P9.5SG, WP9.5SG, PW9.5WG, WPW9.5WG |  | Jack Coe JackC@riteboiler.com 562-862-2135 www.riteboiler.com
Riverside Hydronics, LLC | 750B, 750PW, 750W 51WB250A-IFC, 51WB300A-IFC, 50WB250A-IF, 50WB300A-IF 15WB-125A-MXF, 20WB 125A-MXF, 23WB 125A-MXF, 13WB 250A-MXF, 15WB 250A-MXF, 20WB 250A-MXF, 25WB 250A-MXF, 30WB 250A-MXF, 40WB 250A-MXF, 13WB 300A-MXF, 18WB 300A-MXF, 25WB 300A-MXF, 30WB 300A-MXF, 35WB 300A-MXF, 40WB 300A-MXF, 43WB 300A-MXF (Certified by PVI for Riverside Hydronics) 500(WB,WBX)125A-(IF,IFC), 650(WB,WBX)125A-(IF,IFC), 750(WB,WBX)125A-(IF,IFC), 850(WB,WBX)125A-(IF,IFC), 900(WB,WBX)125A-(IF,IFC), 500(WB,WBX)250A-(IF,IFC), 650(WB,WBX)250A-(IF,IFC), 750(WB,WBX)250A-(IF,IFC), 850(WB,WBX)250A-(IF,IFC), 900(WB,WBX)250A-(IF,IFC), 1500(WB,WBX)250A-(IF,IFC),1800(WB,WBX)250A-(IF,IFC), 2000(WB,WBX)250A-(IF,IFC), 1500(WB,WBX)300A-(IF,IFC), 1800(WB,WBX)300A-(IF,IFC), 2000(WB,WBX)300A-(IF,IFC), 500WB130A-CBML, 550WB130A-CBML, 600WB130A-CBML, 650WB130A-CBML, 700WB130A-CBML, 750WB130A-CBML, 800WB130A-CBML, 850WB130A-CBML, 900WB130A-CBML, 950WB130A-CBML | 10WB 125A-MXF (Certified by PVI for Riverside Hydronics) 250(WB,WBX)125A-(IF,IFC), 400(WB,WBX)125A-(IF,IFC), 200WB130A-CBL, 300WB130A-CBL, 400WB130A-CBL |  | Frank Myers 817-335-3419 x 210 800-784-8326 www.pvi.com
Sears Roebuck and Co. |  |  | 153.331761 153.331762 153.338074 153.338073 (BT 80 Branders) 153.338004 153.338004 (BT 100 Branders) | J. E. Wallace (Joe) 843-335-8281, Ext. 462 jwallace@hotwater.com
Sellers Engineering Co. | Steam Boilers: 20HP-15C, 30HP-15C, 40HP-15C, 50HP-15C 20HP-77C, 30HP-77C, 40HP-77C, 50HP-77C TP20-S, TP30-S, TP40-S, TP50-S Hot Water Boilers: 20HP-W, 30HP-W, 40HP-W, 50HP-W TP20-W, TP30-W, TP40-W, TP50-W Domestic Hot water Boilers: BT8-(250,360,650), BT12-(250,360,650,1000) BT16-(250,360,650,1000,1500) BT20-(250,360,650,1000,2100,2800) |  |  | Imran Husain 714-879-6085 imran2@ix.netcom.com www.globalboilers.com
Sioux Corporation | SF-15-LN SF-50-LN |  |  | Mark Wegner 605-763-4030 mwegner@sioux.com www.sioux.com
Smith Cast Iron Boilers Westcast, Inc. (SAI, Inc., dba Global Equipment Sales) | B19A-(S4, S5, S6, S7, S8, S9, S10, S11) B19A-(W4, W5, W6, W7, W8, W9, W10, W11) B28A-(S4, S5, S6, S7) B28A-(W4, W5, W6, W7) B19HE-(S4, S5, S6, S7, S8, S9, S10, S11) B19HE-(W4, W5, W6, W7, W8, W9, W10, W11) B28HE-(S4, S5, S6, S7) B28HE-(W4, W5, W6, W7) These boilers are equipped with Weishaupt low NOx burners. | B19A-S3, B19HE-S-3 B19A-W3,B19HE-W-3 These boilers are equipped with Weishaupt low NOx burners. |  | Imran Husain SAI Global Equipment Sales, Inc imran@globalboilers.com www.globalboilers.com 714-879-6085 (O); 714-984-5479 (M)
Smith Cast Iron (Mestek, Inc.) |  | GC-160C, GC-160OC, GC-160B, GC-160OB, GT-150, GT-400 |  | John Chicoine 413-564-5872 Jchicoine@mestek.com
SpacePak (Mestek, Inc.) |  | SS-160C; SS160OC; SS-160B; SS-160OB |  | John Chicoine 413-564-5872 Jchicoine@mestek.com
Sta-Rite (Pentair) (Pool Heaters) |  |  | Pool Heaters (Certification does not expire on 12/31/2011): MAX-E-THERM: 200, 200HD, 250 ASME, 333, 333HD, 400, 400HD, 400ASME | Azur Dzindo 805-553-5376 (see Pentair)
State Water Heaters 1 (A. O. Smith) | SUF130 500NE, SUF 130 500NEA, SUF 119 500NE 200, SUF 119 500NEA 200 SUS120 1000NEA 100, SUS120 750NEA 100 SUF 119 500 NE(A) (300, 350) SUF-119-400-A 500 | SHE 50 100NE, SHE 50 100N E 130, SHE 75 100N E 130, GP6 50 YTPDT, GP 6 50 YTPDT 130, GP 6 75 YTPDT 130, SUF 60 120NE, SUF 60 199NE, SUF 60 199NEA, SUF100 150NE, SUF 100 150 NEA, SUF100 199NE, SUF 100 199 NEA, RUF 100 199NE, SUF100 250NE, SUF 100 250 NEA, SUF130 300NE, SUF 130 300NEA, SUF130 400NE, SUF 130 400NEA SBL 95199N E 100, SBL 85275N E 100, SBL 85275N EA 100, SBL 85390N E 100, SBL 85390N EA 100, GTS 110UI 100, GTS 110UE 100, GTS 310UI 100, GTS 310UE 100, GTS 510UI 100, GTS 510UE 100, GTS140NIH100, GTS140NEH100, GTS 240NIH 100, GTS 240NEH 100, GTS 340NIH 100, GTS 340NEH 100, GTS 540NIH 100, GTS 540NEH 100, SBL 100 76NE100, GS6 100 URRT100, SBL 100 76NE100, GS6 75 URRBS100, SBL 81120N E 104, SBL 81154N E 104, SBL 95180N E 104, SBL 95199N E 104, SBL 95250N E 104, SBL 95250N EA 104, SBL 85275N E 104, SBL 85275N EA 104, SBL 85310N E 104, SBL 85310N EA 104, SBL 85366N E 104, SBL 85366N EA 104, SBL 85390N E 104, SBL 85390N EA 104, SBL100199NE 200, SBL80199NE 200, SUF 60 120NE 200, SUF 60 120NEA 200, SUF 100 150NE 200, SUF 100 150NEA 200, SUF 100 199NE 200, SUF 100 199NEA 200, SUF 100 250NE 200, SUF 100 250NEA 200, SUF 119 300NE 200, SUF 119 300NEA 200, SUF 119 400NE 200, SUF 119 400NEA 200, SBL7576NE100, GS675URRS100 GTS-110C-N. GTS-310C-N, GTS-510C-N, GTS-110U-I 200, GTS-110U-E 200, GTS-310U-I 200, GTS-310U-E 200, GTS-510U-I 200, GTS-510U-E 200, GTS-5409-NIH, GTI-540P-NEH SUF 119 251 NEA 350 SUF 60 120 NE(A) (300, 350), SUF 100 150 NE(A) (300, 350), SUF 100 199 NE(A) (300, 350), SUF 100 250 NE(A) (300, 350), SUF 119 300 NE(A) (300, 350), SUF 119 400 NE(A) (300, 350) SHE 50100 M*400, GP650MTPDT 400, SHE75100 M*400, GP675MTPDT 400 SUF-60-100-(A) 400, SUF-60-120-(A) 400, SUF-60-149-(A) 400, SUF-100-150-(A) 400, SUF-100-199-(A) 400, SUF-100-250-(A) 400 SUF-119-251-A 400, SUF-119-300-A 400, SUF-119-400-A 400 | SBS 75 76 NE GS6 75 XRRS SBS 100 76 NE GS6 100 XRRT GS6 75 YRVIT* GSX 75 YRVIT* SBP 75 76 NE* SBN7580NE SBN10090NE SHE 50 75 NE100 GP6 50 YFVIT100 SBN 71 120N SBN 81 154N SBN 100 180N SBN 100 200 NET SBN 100 200 NES SBN 100 250 N SBN 100 275 N SBN 85 310 N SBN 85 366N SBN 85 390 N (SB, N, A) X75-120, 75-140, 80-180, 100-199, 100-260, 100-400, SBP90, 400, SRT120 SBN 95199NE(NEA)108 (9/22/10) | J. E. Wallace (Joe) 843-335-8281, Ext. 462 jwallace@hotwater.com
State Water Heaters 2 (A. O. Smith) |  | SBL81120NE 200, SBL81154NE 200, SBL81180NE 200, SBL100250NE 200, SBL10025NEA 200, SBL100275NE 200, SBL100275NEA 200, SBL86310NE 200, SBL86310NEA 200, SBL86366NE 200, SBL86366NEA 200, SBL86390NE 200, SBL86390NEA 200, GHX34100N200, SPC34130NE200, GHX34130N200, SPC34150NE200, GHX34150N200, SPC50130NE200, GHX50130N200, SPC50150NE200, GHX50150N200, SPC50175NE200, GHX50175N200, SPC50199NE200, GHX50199N200 SCB-110(S,H)-N, SCB-150(S,H)-N, SCB-199(S,H)-N |  | J. E. Wallace (Joe) 843-335-8281, Ext. 462 jwallace@hotwater.com
Sterling (Mestek, Inc.) | X7P9-1200*-0012, X7P9-1200*-0008 |  |  | John Chicoine 413-564-5872 Jchicoine@mestek.com
Stone Mountain Technolgies, Inc. (SMTI) |  | EX2410 |  | Michael Garrabrant mgarrabrant@stonemtntechnologies.com 423-735-7400
Superior Boiler Works (formerly Triad Boiler Systems) | GMS-1600, GMS-2000, GMS-900-HP-HEP, 8-5.2-250, 8-5-200 | GMS-300-HP-HEP |  | Gabriel Dauphin (620) 662-6693
Takagi Industrial Co. USA, Inc. (Tankless) |  | T-KJr2U-IN-N, T-KJr2U-OS-N, T-K4U-IN-N, T-K4U-OS-N, T-D2U-IN-N, T-D2U-OS-N, (A)T-H3J-DV-N, (A)T-H3J-OS-N, (A)T-H3S-DV-N, (A)T-H3S-OS-N, (A)T-H3-DV-N, (A)T-H3-OS-N, (A)T-H3M-DV-N, (A)T-H3M-OS-N TK-110C-N, TK-310C-N, TK510C-N, TK-110U-I 200, TK-110U-E 200, TK-310U-I 200, TK-310U-E 200, TK-510U-I 200, TK-510U-E 200, TK-540P-NIH, TS-540P-NEH | Takagi: T-M1, Flash T-K2, T-KD20, T-K Jr., T-HI, T-H1, T-K3, T-K3-SP, T-K3-OS, T-M50T, T-M50 ASME, T-M32, T-M32ASME, T-K3-PRO. T-H2-DV, T-H2-OS | Peter Phan 949-770-7171 x 2179 pphan@hotwater.com Indah Widjaja 949-770-7171 x2327
Thermal Hydronic Supply, Ltd. |  |  | Planet Dewy: 30/50 BF, 60 BFR, 30 BFT Murelle: EV HE 30 (Instantaneous/Wall Hung Direct Vent type) | Richard Ronchka 905-265-1527 (Ontario/Canada) rickr@thermalhydronic.com
Thermal Solutions | EVA-500, EVA-750, EVA-1000, EVA-1500, EVA-2000, EVO-500, EVO-750, EVO-1000, EVO-1500, EVO-2000, EVCA-750, EVCA-1000, EVCA-1500, EVCA-2000, EVS-500, EVS-750, EVS-1000, EVS-1500, EVS-2000, EVSW-500, EVSW-750, EVSW-1000, EVSW-1500, EVSW-2000, APX525, APX525C, APX625, APX625C, APX725, APX725C, APX825, APX825C ARC-1000, ARC-1500, ARC-2000 SOL-500, SOL-750, SOL-1000, SOL-1250, SOL-1500 AMP 1000, AMP 1250, AMP 1500, AMP 2000 AMPW 1000, AMPW 1250, AMPW 1500, AMPW 2000 AMP0500W*-***, AMP0650W*-***, AMP0800W*-***, AMP1000LW*-*** AMP0500B*-***, AMP0500B*O-***, AMP0650B*-***, AMP0650B*O-***, AMP0800B*-***, AMP0800B*O-***, AMP1000LB*-***, AMP1000LB*O-*** US Boiler: CTD0500W*-***, CTD0500W*O-***, CTD0500B*-***, CTD0500B*O-***, CTD0650W*-***, CTD0650W*O-***, CTD0650B*-***, CTD0650B*O-***, CTD0800W*-***, CTD0800W*O-***, CTD0800B*-***, CTD0800B*O-***, CTD1000LW*-***, CTD1000LW*O-***, CTD1000LB*-***, CTD1000LB*O-***, CTD1250W*-***, CTD1250B*-***, CTD1500W*-***, CTD1500B*-*** | EVA-250, EVO-250, EVS-250, EVSW-250, APX425, APX425C SOL-300 AMP0400W*-***, AMP0400B*-***, AMP0400B*O-*** US Boiler: CTD0400W*-***, CTD0400W*O-***, CTD0400B*-***, CTD0400B*O-*** | EVA-250, EVO-250, EVS-250, EVSW-250 SOL-300 | Joey McInerney 717-239-7617 jmcinerney@bhengco.com
ThermoSteam Systems, Inc. | LN-10, LN-15, LN-25, LN-40 | LN-9.5 | VFT-9.5LN | Steve Katz 574-236-6222
Triangle Tube Inc. | KS500N(XN2,XX2,JX2,JN2); KS600N(XX2,JX2); KS750N(XX2,JX2); KS850N(XX2,JX2); KS1000N(XX1,JX1); KW500N(XN2,XX2,JX2,JN2); KW600N(XX2,JX2); KW750N(XX2,JX2); KW850N(XX2,JX2); KW1000N(XX1,JX1) CB 470W, WH 470W, CB 1250F, WH 1250F, CB 2000F, WH 2000F | Prestige Solo 60, Prestige Solo 80, Prestige Solo 110, Prestige Solo 155, Prestige Solo 175, Prestige Solo 250, Prestige Solo 299, Prestige Solo 399, Prestige Excellence 110 KS080NXN2; KS105NXN2; KS150NXN2; KS210NXN2; KS285N(XN2,XX2); KS399N(XN2,XX2); KW080NXN2; KW105NXN2; KW150NXN2; KW210NXN2; KW285N(XN2,XX2); KW399N(XN2,XX2) CC85, CC85S, CC105, CC105S, CC125, CC125S TWH200, TWH180, TWH150 Instinct 110 Solo, Instinct 155 Solo, Instinct 155 Combi, Instinct 199 Solo, Instinct 199 Combi Instinct 110 Solo Floor Standing, Instinct 155 Solo Floor Standing, Instinct 155 Combi Floor Standing, Instinct 199 Solo Floor Standing, Instinct 199 Combi Floor Standing CB 299W, WH 299W, CB 399W, WH 399W | Challenger: CC85, CC105, CC125 | Josh Garrett Director of Engineering 603-682-3293 josh.garrett@triangletube.com
Unilux Advanced Mfg., LLC | ZF 200W
U. S. Boiler Company, LLC | Alpine: ALP500, ALP500C, ALP600, ALP600C, ALP700, ALP700C, ALP800, ALP800C CTD0500W*-***, CTD0500W*O-***, CTD0500B*-***, CTD0500B*O-***, CTD0650W*-***, CTD0650W*O-***, CTD0650B*-***, CTD0650B*O-***, CTD0800W*-***, CTD0800W*O-***, CTD0800B*-***, CTD0800B*O-***, CTD1000LW*-***, CTD1000LW*O-***, CTD1000LB*-***, CTD1000LB*O-***, CTD1250W*-***, CTD1250B*-***, CTD1500W*-***, CTD1500B*-*** | Alpine: ALP080, ALP105, ALP150, ALP210, ALP285, ALP399, ALP399C, K2WT-080B, K2WT-100B, K2WT-120B, K2WT-150B, K2WT-180B, K2WT-180M X-C080B, X-C100B, X-C120B, X-C150B, X-C180B, X-C180M ASPN-085, ASPN-110, ASPN-155, ASPNC-155, ASPN-205, ASPN-270, ASPN-320, ASPN-399 K2WTC-135B, K2WTC-150B, K2WTC-180B ALTA-080, ALTA-120, ALTA-120B, ALTA-150, ALTA-180 ALTAC-136. ALTAC-136B, ALTAC-200 CTD0400W*-***, CTD0400W*O-***, CTD0400B*-***, CTD0400B*O-*** |  | John Busse jbusse@usboiler.net 717-239-4482 Randy Witmer rwitmer@usboiler.net 717-239-4492
U.S. Craftmaster Water Heaters (A.O. Smith) |  | GTU 110UI 100, GTU 110UE 100, GTU 310UI 100, GTU 310UE 100, GTU 510UI 100, GTU 510UE 100, GTU140NIH100, GTU140NEH100, GTU 240NIH 100, GTU 240NEH 100, GTU 340NIH 100, GTU 340NEH 100, GTU 540NIH 100, GTU 540NEH 100, GTU-110C-N, GTU-310C-N, GTU-510C-N, GTU-110U-I 200,GTU-110U-E 200,GTU-310U-I 200, GTU-310U-E 200, GTU-510U-I 200, GTU-510U-E 200, GTU-540P-NIH, GTU-540P-NEH | PVG2(A,E,F,H,J)7575T3NO, PVCG2(A,E,F,H,J)7575T3NO, G2(A,E,F,H,J)7575T4NO, CG2(A,E,F,H,J)7575T4NO, G2(A,E,F,H,J)10077T4NOV, CG2(A,E,F,H,J)10077T4NOV | G. Russell haynes 423-975-2473 ruhaynes@hotwater.com
Velocity Boiler Works | PHNTM500C, PHNTM600C, PHNTM700C, PHNTM800C PHX0500W*-***, PHX0500W*O-***, PHX0500B*-***, PHX0500B*O-*** PHX0650W*-***, PHX0650W*O-***, PHX0650B*-***, PHX0650B*O-*** PHX0800W*-***, PHX0800W*O-***, PHX0800B*-***, PHX0800B*O-*** PHX1000LW*-***, PHX1000LW*O-***, PHX1000LB*-***, PHX1000LB*O-*** | PHNTM080B, PHNTM100B, PHNTM120B, PHNTM150B, PHNTM180B, PHNTM180M SHADW080B, SHADW100B, SHADW120B, SHADW150B, SHADW180B, SHADW180M RPTR085HB, RPTR110HB, RPTR155HB, RPTR155CB, RPTR205HB, RPTR270HB, RPTR320HB, RPTR399HB PHNTM135CB, PHNTM150CB, PHNTM180CB PHNTM210, PHNTM285, PHNTM399C PHTM2080H, PHTM2120H, PHTM2120HB, PHTM2150H, PHTM2180H PHTM2136C, PHTM2136CB, PHTM2200C PHX0400W*-***, PHX0400W*O-***, PHX0400B*-***, PHX0400B*O-*** |  | John Busse jbusse@usboiler.net 717-239-4482
VESTA (DAESUNG CELTIC ENERSYS) |  | CUBE-199F, CUBE-150FF, VH-199, VH-150, VRS150, VRS199, VRP150, VRP199 VRC-140, VRC-120, VRC-100 VRB-130, VRB-110 VHP-199 VRP PLUS-199, VRP PLUS-150, VRS PLUS-199, VRS PLUS-150 |  | HoJun Lee 800-761-0053 hjlee@vestahws.com
VIESSMANN MANUFACTURING | Vitodens: 200-W B2HA 150, 200-W B2HA 530 Vitocrossal 200 CM2-186, CM2-246, CM2-311, CM2-400, CM2-500, CM2-620 TX CI2-500, CI2-750, CI2-1000, CI2-1500, CI2-2000 | Vitodens: 200-WB2HB-19, Vitodens-222-FB2TB-19, Vitodens-200-WB2HB-26, Vitodens-200-WB2HB-35, Vitodens-222-FB2TB-35, Vitodens-200-WB2HB-45, Vitodens-200-WB2HB-57, Vitodens-200-WB2HA-80, Vitodens-200-WB2HA-88, Vitodens-200-WB2HA-100, 200-WB2HA-112 200-W B2HB 68, 222-F B2TB 68, 200-W B2HB 94, 200-W B2HB 125, 222-F B2TB 125, 200-W B2HB 160, 200-W B2HB 199, 200-W B2HA 285, 200-W B2HA 311, 200-W B2HA 352, 200-W B2HA 399 B1HE-85, B1HE-120, B1KE-120, B1HE-150, B1HE-199, B1KE-199 B2HE-85, B2HE-120, B2HE-150, B2HE-199 CI2-399 |  | Erick Nessel nese@viessmann.com 519-888-6300
Weil-McLain | Ultra 550, Ultra 750, SF550, SF750, SF1000, SF1500, SF2000, 788R, 688 SVF750**, SVF1000**, SVF1500**, SVF2000** SVF 500, SVF 600 , SVF 725, SVF 850, SVF 1000 SVF-2000S2, SVF-1500S2 | Ultra 80, Ultra 105, Ultra 399, EVG70, EVG 110, EVG 155, EVG 399, EVG 300, EVG 299, EVG220, WCB-120, WMB-155, WMB-120, WMB-80 WM97+70-**, WM97+110-**, WM97+155-** ECO 70, ECO 110, ECO 155 AB-80-*, AB-120-*, AB-155-* ECO Tec 80-H, ECO Tec 110-C, ECO Tec 110-H, ECO Tec 150-C, ECO Tec 150-H, ECO Tec 199-C, ECO Tec 199-H SIMPLICITY 110-C, SIMPLICITY 150-C, SIMPLICITY 199-C | GV-4, GV-5, GV-6 Ultra 155, Ultra 230, Ultra 299, Ultra 310 | Phillip Stephens pstephens@weil-mclain.com 219-873-0446 Richard Koenes rkoenes@weil-mclain.com 219-879-6561, 219-873-0759
Westcast Boilers (Mestek) | UHE-600, UHE-1000, UHE-1600, UHE-2000 | GC-160C, GC-160OC, GC-160B, GC-160OB |  | John Chicoine 413-564-5872 Jchicoine@mestek.com
Westinghouse |  | WGC055**100, WGC080**100, WGC119**100, WGC055**130, WGC080**130, WGC119**130, WGC055**160, WGC080**160, WGC119**160, WGC055**199, WGC080**199, WGC119**199, WGR050**076, WGR060**076, WGR080**076, WGCM100**130, WGCM080**130, WGCM100**199, WGCM080**199, WBR**055W, WBR**080W, WBR**110W, WBR**155W, WBR**199W, WBR**285W, WBR**399W WBRCNG199F, WBRCNG175F, WBRCNG140F, WBRCNG120F, WBRCNG100F, WBRCNG80F, WBRCNG199W, WBRCNG175W, WBRCNG140W, WBRCNG120W, WBRCNG100W, WBRCNG80W, WBRUNG199W, WBRUNG175W, WBRUNG140W, WBRUNG120W, WBRUNG100W, WBRUNG80W, WGRTNG199, WGRTNG180, WGRTNG150, WGRTCNG199, WGRTCNG180, WGRTCNG150, WGRTONG199, WGRTONG180, WGRTONG150, WGRTPNG199, WGRTPNG180, WGRTPNG150, WGRGHNG199, WGRGHNG180, WGRGHNG150, WGRGHNG100, WGRGHNG76, WGRGHNG75 WBRENG(080,110,150,220,299),WBCENG(301,399), WBCNG(399W,3WPU), WBECTNG(750,1000), WBCMCNG(500,700,850,1000,1700) WGRGH40NG100F, WGRGH20NG75F, WGRGH20NG76F, WGRGH20NG100F WBRC**199*, WBRC**175*, WBRC**140*, WBRC**120*, WBRC**100*, WBRC**80* WBRU**199*, WBRU**175*, WBRU**140*, WBRU**120*, WBRU**100*, WBRU**80* WGRTCONG199, WGRTCONG180, WGRTCONG150 WGRGH**199*, WGCGHONG199, WGRGHONG199 WGRGH**180*, WGCGHONG180, WGRGHONG180 WGRGH**150*, WGCGHONG150, WGRGHONG150 WGCGH**199*, WGCGHNG199, WGCGH**180*, WGCGHNG180, WGCGH**150, WGCGHNG150 Note: ** refers to NG (Natural Gas) or LP (Propane Gas) |  | Ester Perry 774-271-3102 Ester.Perry@htproducts.com www.HTPRODUCTS.com
Williamson-Thermoflo |  | FS-155-*, FS-120-*, FS-80-* |  | Erico Munhoz 219-878-5062 emunhoz@weil-mclain.com
Zodiac Pool Systems | CXI500NN, CXI500NC, CXI500PN, CXI500PC CXI650NN, CXI650NC, CXI650PN, CXI650PC CXI750NN, CXI750NC, CXI750PN, CXI750PC |  | JXI400N, JXI260N, JXI200N | Shajee Siddiqui 760-734-7035 shajee.siddiqui@zodiac.com
For questions regarding Rule 1146.2 compliance, please contact:
Area Sources (909) 396-2390, areasources@aqmd.gov
For questions regarding Rule 1146.2 certification, please contact:
Susan Tsai (909) 396-2529, stsai@aqmd.gov